## psir
### ASCCONV BEGIN ### |  | Routine | Contrast | Resolution | Geometry | System | Physio | Inline | Sequence
ulVersion | 0x14b44b6
tSequenceFileName | ""%SiemensSeq%\CV""
tProtocolName | ""de+AF8-psir+AF8-sa+AF8-SAG+AF8-4mmST+AF8-TI345""
tReferenceImage0 | ""1.3.12.2.1107.5.2.32.35352.2015050116473875855119456""
tReferenceImage1 | ""1.3.12.2.1107.5.2.32.35352.201505011613474730412519""
tReferenceImage2 | ""1.3.12.2.1107.5.2.32.35352.2015050116120776723011937""
ucScanRegionPosValid | 0x1
ucTablePositioningMode | 0x1
sProtConsistencyInfo.tBaselineString | ""N4_VB17A_LATEST_20090307""
sProtConsistencyInfo.tSystemType | ""092""
sProtConsistencyInfo.flNominalB0 | 2.8936
sProtConsistencyInfo.flGMax | 26
sProtConsistencyInfo.flRiseTime | 5.88
sProtConsistencyInfo.lMaximumNofRxReceiverChannels | 32
sGRADSPEC.sEddyCompensationX.aflAmplitude[0] | 0.0040642
sGRADSPEC.sEddyCompensationX.aflAmplitude[1] | 0.003128
sGRADSPEC.sEddyCompensationX.aflAmplitude[2] | -0.0038426
sGRADSPEC.sEddyCompensationX.aflAmplitude[3] | 0.0012673
sGRADSPEC.sEddyCompensationX.aflAmplitude[4] | 0.0016236
sGRADSPEC.sEddyCompensationX.aflTimeConstant[0] | 1.094
sGRADSPEC.sEddyCompensationX.aflTimeConstant[1] | 0.039067
sGRADSPEC.sEddyCompensationX.aflTimeConstant[2] | 0.029453
sGRADSPEC.sEddyCompensationX.aflTimeConstant[3] | 0.012516
sGRADSPEC.sEddyCompensationX.aflTimeConstant[4] | 0.00049922
sGRADSPEC.sEddyCompensationY.aflAmplitude[0] | 0.0013749
sGRADSPEC.sEddyCompensationY.aflAmplitude[1] | -0.0011641
sGRADSPEC.sEddyCompensationY.aflAmplitude[2] | -7.8133e-05
sGRADSPEC.sEddyCompensationY.aflAmplitude[3] | 9.6262e-05
sGRADSPEC.sEddyCompensationY.aflAmplitude[4] | 0.0010687
sGRADSPEC.sEddyCompensationY.aflTimeConstant[0] | 1.1753
sGRADSPEC.sEddyCompensationY.aflTimeConstant[1] | 0.64067
sGRADSPEC.sEddyCompensationY.aflTimeConstant[2] | 0.32505
sGRADSPEC.sEddyCompensationY.aflTimeConstant[3] | 0.010946
sGRADSPEC.sEddyCompensationY.aflTimeConstant[4] | 0.00049951
sGRADSPEC.sEddyCompensationZ.aflAmplitude[0] | 0.0026639
sGRADSPEC.sEddyCompensationZ.aflAmplitude[1] | 0.0069081
sGRADSPEC.sEddyCompensationZ.aflAmplitude[2] | 0.0006539
sGRADSPEC.sEddyCompensationZ.aflAmplitude[3] | 0.001244
sGRADSPEC.sEddyCompensationZ.aflAmplitude[4] | -0.0016018
sGRADSPEC.sEddyCompensationZ.aflTimeConstant[0] | 3.1948
sGRADSPEC.sEddyCompensationZ.aflTimeConstant[1] | 0.83188
sGRADSPEC.sEddyCompensationZ.aflTimeConstant[2] | 0.10383
sGRADSPEC.sEddyCompensationZ.aflTimeConstant[3] | 0.0022776
sGRADSPEC.sEddyCompensationZ.aflTimeConstant[4] | 0.0012618
sGRADSPEC.bEddyCompensationValid | 1
sGRADSPEC.sB0CompensationX.aflAmplitude[0] | 0.08565
sGRADSPEC.sB0CompensationX.aflAmplitude[1] | 0.037509
sGRADSPEC.sB0CompensationX.aflAmplitude[2] | 0.0035592
sGRADSPEC.sB0CompensationX.aflTimeConstant[0] | 0.56782
sGRADSPEC.sB0CompensationX.aflTimeConstant[1] | 0.10945
sGRADSPEC.sB0CompensationX.aflTimeConstant[2] | 0.0019999
sGRADSPEC.sB0CompensationY.aflAmplitude[0] | 0.049142
sGRADSPEC.sB0CompensationY.aflAmplitude[1] | -0.033791
sGRADSPEC.sB0CompensationY.aflAmplitude[2] | -0.0059495
sGRADSPEC.sB0CompensationY.aflTimeConstant[0] | 0.72667
sGRADSPEC.sB0CompensationY.aflTimeConstant[1] | 0.25713
sGRADSPEC.sB0CompensationY.aflTimeConstant[2] | 0.0014778
sGRADSPEC.sB0CompensationZ.aflAmplitude[0] | -0.026122
sGRADSPEC.sB0CompensationZ.aflAmplitude[1] | -0.0040008
sGRADSPEC.sB0CompensationZ.aflAmplitude[2] | -0.022857
sGRADSPEC.sB0CompensationZ.aflTimeConstant[0] | 2
sGRADSPEC.sB0CompensationZ.aflTimeConstant[1] | 0.25288
sGRADSPEC.sB0CompensationZ.aflTimeConstant[2] | 0.00068707
sGRADSPEC.bB0CompensationValid | 1
sGRADSPEC.sCrossTermCompensationXY.aflAmplitude[0] | -0.0005548
sGRADSPEC.sCrossTermCompensationXY.aflTimeConstant[0] | 0.58468
sGRADSPEC.sCrossTermCompensationXZ.aflAmplitude[0] | 0.00076161
sGRADSPEC.sCrossTermCompensationXZ.aflTimeConstant[0] | 0.42717
sGRADSPEC.sCrossTermCompensationYX.aflAmplitude[0] | -0.0009794
sGRADSPEC.sCrossTermCompensationYX.aflTimeConstant[0] | 0.57696
sGRADSPEC.sCrossTermCompensationYZ.aflAmplitude[0] | -0.00085614
sGRADSPEC.sCrossTermCompensationYZ.aflTimeConstant[0] | 0.38324
sGRADSPEC.sCrossTermCompensationZX.aflAmplitude[0] | 0.00060283
sGRADSPEC.sCrossTermCompensationZX.aflTimeConstant[0] | 0.51333
sGRADSPEC.sCrossTermCompensationZY.aflAmplitude[0] | 0.00010113
sGRADSPEC.sCrossTermCompensationZY.aflTimeConstant[0] | 0.53788
sGRADSPEC.bCrossTermCompensationValid | 1
sGRADSPEC.lOffsetX | 1704
sGRADSPEC.lOffsetY | 7788
sGRADSPEC.lOffsetZ | 9152
sGRADSPEC.bOffsetValid | 1
sGRADSPEC.lDelayX | 12
sGRADSPEC.lDelayY | 13
sGRADSPEC.lDelayZ | 9
sGRADSPEC.bDelayValid | 1
sGRADSPEC.flSensitivityX | 7.8631e-05
sGRADSPEC.flSensitivityY | 7.8688e-05
sGRADSPEC.flSensitivityZ | 9.0752e-05
sGRADSPEC.bSensitivityValid | 1
sGRADSPEC.alShimCurrent[0] | -331
sGRADSPEC.alShimCurrent[1] | 410
sGRADSPEC.alShimCurrent[2] | -107
sGRADSPEC.alShimCurrent[3] | 2298
sGRADSPEC.alShimCurrent[4] | -163
sGRADSPEC.bShimCurrentValid | 1
sGRADSPEC.ucMode | 0x1 | [7 empty] | Part2.Gradient mode? Doesn't seem like it
sTXSPEC.asNucleusInfo[0].tNucleus | ""1H""
sTXSPEC.asNucleusInfo[0].lFrequency | 123217437
sTXSPEC.asNucleusInfo[0].bFrequencyValid | 1
sTXSPEC.asNucleusInfo[0].flReferenceAmplitude | 806.237
sTXSPEC.asNucleusInfo[0].bReferenceAmplitudeValid | 1
sTXSPEC.asNucleusInfo[0].flAmplitudeCorrection | 1
sTXSPEC.asNucleusInfo[0].bAmplitudeCorrectionValid | 1
sTXSPEC.asNucleusInfo[0].bRFPAIndexValid | 1
sTXSPEC.asNucleusInfo[1].bFrequencyValid | 1
sTXSPEC.asNucleusInfo[1].bReferenceAmplitudeValid | 1
sTXSPEC.asNucleusInfo[1].flAmplitudeCorrection | 1
sTXSPEC.asNucleusInfo[1].bAmplitudeCorrectionValid | 1
sTXSPEC.asNucleusInfo[1].lRFPAIndex | -1
sTXSPEC.asNucleusInfo[1].bRFPAIndexValid | 1
sTXSPEC.aRFPULSE[0].tName | ""SRFExcit""
sTXSPEC.aRFPULSE[0].bAmplitudeValid | 0x1
sTXSPEC.aRFPULSE[0].flAmplitude | 274.725
sTXSPEC.aRFPULSE[1].tName | ""PreScan""
sTXSPEC.aRFPULSE[1].bAmplitudeValid | 0x1
sTXSPEC.aRFPULSE[1].flAmplitude | 137.363
sTXSPEC.aRFPULSE[2].tName | ""SLoopIRns1""
sTXSPEC.aRFPULSE[2].bAmplitudeValid | 0x1
sTXSPEC.aRFPULSE[2].flAmplitude | 1177.07
sTXSPEC.lNoOfTraPulses | 3
sTXSPEC.lBCExcitationMode | 1
sTXSPEC.lBCSeqExcitationMode | 4
sTXSPEC.flKDynMagnitudeMin | 0.5
sTXSPEC.flKDynMagnitudeMax | 1.5
sTXSPEC.flKDynMagnitudeClipLow | 1
sTXSPEC.flKDynMagnitudeClipHigh | 1
sTXSPEC.flKDynPhaseMax | 0.69813
sTXSPEC.flKDynPhaseClip | 0.17453
sTXSPEC.bKDynValid | 1
sTXSPEC.ucRFPulseType | 0x2 | [7 empty] | Part2.RF pulse type
sTXSPEC.ucExcitMode | 0x1 | [7 empty] | Part2.Excitation
sTXSPEC.ucSimultaneousExcitation | 0x1
sTXSPEC.ucBCExcitationModeValid | 0x1
sRXSPEC.lGain | 1
sRXSPEC.bGainValid | 1
sRXSPEC.alDwellTime[0] | 14500
sAdjData.uiAdjFreMode | 0x1
sAdjData.uiAdjShimMode | 0x2
sAdjData.uiAdjWatSupMode | 0x1
sAdjData.uiAdjRFMapMode | 0x1
sAdjData.uiAdjMDSMode | 0x1
sAdjData.uiAdjTableTolerance | 0x1
sAdjData.uiAdjProtID | 0x3d
sAdjData.sAdjVolume.sPosition.dSag | 45.8629 | Looks like IPP
sAdjData.sAdjVolume.sPosition.dCor | -15.9914 | Looks like IPP
sAdjData.sAdjVolume.sPosition.dTra | 49.1532 | Looks like IPP
sAdjData.sAdjVolume.sNormal.dSag | 1
sAdjData.sAdjVolume.dThickness | 4
sAdjData.sAdjVolume.dPhaseFOV | 244
sAdjData.sAdjVolume.dReadoutFOV | 300
ucEnableNoiseAdjust | 0x1
alTR[0] | 700000 | TR | TR |  |  |  | TR
alTI[0] | 345000 |  | TI |  |  |  | Cardiac
lContrasts | 1
alTE[0] | 2930 | TE | TE
acFlowComp[0] | 1 | [7 empty] | Part 1
lCombinedEchoes | 1
sSliceArray.asSlice[0].sPosition.dSag | 45.8629 | Looks like IPP (Position?)
sSliceArray.asSlice[0].sPosition.dCor | -15.9914 | Looks like IPP
sSliceArray.asSlice[0].sPosition.dTra | 49.1532 | Looks like IPP
sSliceArray.asSlice[0].sNormal.dSag | 1 | Orientation
sSliceArray.asSlice[0].dThickness | 4 |  | Slice thickness | Slice thickness
sSliceArray.asSlice[0].dPhaseFOV | 243.75 | FoV read |  | FoV read |  |  | Cardiac
sSliceArray.asSlice[0].dReadoutFOV | 300 | FoV phase % |  | FoV phase % |  |  | Cardiac
sSliceArray.lSize | 1
sSliceArray.lSag | 1
sSliceArray.lConc | 1
sSliceArray.ucMode | 0x1
sSliceArray.sTSat.dThickness | 50
sGroupArray.asGroup[0].nSize | 1
sGroupArray.asGroup[0].dDistFact | 0.2 | Dist. Factor
sGroupArray.anMember[1] | -1
sGroupArray.lSize | 1
sGroupArray.sPSat.dThickness | 50
sGroupArray.sPSat.dGap | 10
sAutoAlign.dAAMatrix[0] | 1 | AutoAlign
sAutoAlign.dAAMatrix[5] | 1
sAutoAlign.dAAMatrix[10] | 1
sAutoAlign.dAAMatrix[15] | 1
sNavigatorPara.lBreathHoldMeas | 1
sNavigatorPara.lRespComp | 4
sNavigatorPara.alFree[22] | 2
sNavigatorPara.adFree[13] | 150000
sBladePara.dBladeCoverage | 100
sBladePara.ucMotionCorr | 0x2
sPrepPulses.ucFatSat | 0x4
sPrepPulses.ucWaterSat | 0x4
sPrepPulses.ucDarkBlood | 0x1 | [5 empty] | INSERTED FROM HASTE (ON/CHECKED)
sPrepPulses.ucInversion | 0x2 |  | Magn. Preparation |  |  |  | Magn. Preparation
sPrepPulses.ucSatRecovery | 0x1
sPrepPulses.ucT2Prep | 0x1
sPrepPulses.ucTIScout | 0x1
sPrepPulses.ucFatSatMode | 0x2 |  | Fat Suppression combobox
sPrepPulses.dDarkBloodThickness | 200 | [5 empty] | defaultValues
sPrepPulses.dDarkBloodFlipAngle | 200 | [5 empty] | defaultValues
sPrepPulses.dT2PrepDuration | 40 |  | didn't there was actually T2 prep…default value?
sPrepPulses.dIRPulseThicknessFactor | 0.77
sLineTag.dDistance | 20
sGridTag.dDistance | 8
sKSpace.dPhaseResolution | 0.8 |  |  | Common |  |  | Cardiac
sKSpace.dSliceResolution | 1 |  |  | Common |  |  | Cardiac
sKSpace.dAngioDynCentralRegionA | 20
sKSpace.dAngioDynSamplingDensityB | 25
sKSpace.lBaseResolution | 192 |  |  | Common
sKSpace.lPhaseEncodingLines | 125 |  |  | Common
sKSpace.lPartitions | 16 |  | lPartitions (40 = default..?)
sKSpace.lImagesPerSlab | 16
sKSpace.lRadialViews | 64
sKSpace.lRadialInterleavesPerImage | 1
sKSpace.lLinesPerShot | 1
sKSpace.unReordering | 0x1 | [7 empty] | Part1, Reordering
sKSpace.dSeqPhasePartialFourierForSNR | 1
sKSpace.ucPhasePartialFourier | 0x10 |  |  | Partial Fourier
sKSpace.ucSlicePartialFourier | 0x10 |  |  | Partial Fourier
sKSpace.ucAveragingMode | 0x1
sKSpace.ucMultiSliceMode | 0x1
sKSpace.ucDimension | 0x2 | [7 empty] | Part 1, Dimension
sKSpace.ucAsymmetricEchoAllowed | 0x1 | [7 empty] | Weak/Strong/Half
sKSpace.ucTrajectory | 0x1
sKSpace.ucViewSharing | 0x1
sKSpace.ucAsymmetricEchoMode | 0x1 | [7 empty] | 0x1 = on….?
sKSpace.ucPOCS | 0x1
sFastImaging.lEPIFactor | 1
sFastImaging.lTurboFactor | 1
sFastImaging.lSliceTurboFactor | 1
sFastImaging.lSegments | 25 | [5 empty] | Segments |  | Part2.Segments
sFastImaging.ulEnableRFSpoiling | 0x1
sFastImaging.ucPhaseEncRE | 0x1
sFastImaging.ucSegmentationMode | 0x1
sFastImaging.lShots | 1
sFastImaging.lEchoTrainDuration | 700
sPhysioImaging.lSignal1 | 2 | 2 = ECG
sPhysioImaging.lMethod1 | 2 | if method = 8; retro, ELSE If method = 2; trigger | [7 empty] | METHOD_NONE | 0x1
sPhysioImaging.lSignal2 | 1 | 1 = off | [7 empty] | METHOD_TRIGGERING | 0x2
sPhysioImaging.lMethod2 | 1 | [8 empty] | METHOD_GATING | 0x4
sPhysioImaging.lPhases | 1 | [8 empty] | METHOD_RETROGATING | 0x8
sPhysioImaging.lRetroGatedImages | 20 | [8 empty] | METHOD_SOPE
sPhysioImaging.sPhysioECG.lScanWindow | 700 | Acquisition Window | [7 empty] | METHOD_ALL
sPhysioImaging.sPhysioECG.lTriggerPulses | 1 | Trigguer Pulse
sPhysioImaging.sPhysioECG.lTriggerWindow | 100
sPhysioImaging.sPhysioECG.lArrhythmiaDetection | 1
sPhysioImaging.sPhysioECG.lCardiacGateOnThreshold | 100000
sPhysioImaging.sPhysioECG.lCardiacGateOffThreshold | 700000
sPhysioImaging.sPhysioECG.lTriggerIntervals | 2
sPhysioImaging.sPhysioPulse.lTriggerPulses | 1 | None of these are really used….
sPhysioImaging.sPhysioPulse.lTriggerWindow | 100
sPhysioImaging.sPhysioPulse.lArrhythmiaDetection | 1
sPhysioImaging.sPhysioPulse.lCardiacGateOnThreshold | 100000
sPhysioImaging.sPhysioPulse.lCardiacGateOffThreshold | 700000
sPhysioImaging.sPhysioPulse.lTriggerIntervals | 1
sPhysioImaging.sPhysioExt.lTriggerPulses | 1
sPhysioImaging.sPhysioExt.lTriggerWindow | 100
sPhysioImaging.sPhysioExt.lArrhythmiaDetection | 1
sPhysioImaging.sPhysioExt.lCardiacGateOnThreshold | 100000
sPhysioImaging.sPhysioExt.lCardiacGateOffThreshold | 700000
sPhysioImaging.sPhysioExt.lTriggerIntervals | 1
sPhysioImaging.sPhysioResp.lRespGateThreshold | 20
sPhysioImaging.sPhysioResp.lRespGatePhase | 2
sPhysioImaging.sPhysioResp.dGatingRatio | 0.3
sPhysioImaging.sPhysioNative.ucMode | 0x1
sPhysioImaging.sPhysioNative.ucFlowSenMode | 0x1
sSpecPara.lPhaseCyclingType | 1
sSpecPara.lPhaseEncodingType | 1
sSpecPara.lRFExcitationBandwidth | 1
sSpecPara.sVoI.sPosition.dTra | -34
sSpecPara.ucRemoveOversampling | 0x1
sSpecPara.lAutoRefScanNo | 1
sSpecPara.lDecouplingType | 1
sSpecPara.lNOEType | 1
sSpecPara.lExcitationType | 1
sSpecPara.lSpecAppl | 1
sSpecPara.lSpectralSuppression | 1
sDiffusion.ulMode | 0x1 | 0x10 if on…? Are there other modes?
sAngio.ucPCFlowMode | 0x2
sAngio.ucTOFInflow | 0x4
sAngio.lDynamicReconMode | 1
sAngio.lTemporalInterpolation | 1
sPreScanNormalizeFilter.ucOn | 0x1 |  |  | Prescan Normalize cbox
sDistortionCorrFilter.ucMode | 0x2 |  |  | Distortion Corr. |  |  |  | Composing.Distortion Corr
sPat.lAccelFactPE | 2 |  |  | iPAT
sPat.lAccelFact3D | 1 |  |  | iPAT
sPat.lRefLinesPE | 20 |  |  | iPAT
sPat.ucPATMode | 0x2 |  |  | PAT mode
sPat.ucRefScanMode | 0x2 |  |  | Reference Scan Mode
sPat.ucTPatAverageAllFrames | 0x1
sMDS.ulMdsModeMask | 0x1
sMDS.ulMdsVariableResolution | 0x1
sMDS.lTableSpeedNumerator | 1
sMDS.lmdsLinesPerSegment | 15
sMDS.sMdsEndPosSBCS_mm.dTra | 600
sMDS.ulMdsReconMode | 0x1
sMDS.dMdsRangeExtension | 600
ucDisableChangeStoreImages | 0x1
ucAAMode | 0x1
ucAARegionMode | 1
ucAARefMode | 1
ucReconstructionMode | 0x20 # ' '
ucOneSeriesForAllMeas | 0x1
ucPHAPSMode | 0x1
ucDixon | 0x1
ucDixonSaveOriginal | 0x1
ucWaitForPrepareCompletion | 0x1
lAverages | 1 | Averages
dAveragesDouble | 1
adFlipAngleDegree[0] | 25 |  | Flip angle
lScanTimeSec | 8 | TA @ Top
lTotalScanTimeSec | 10
dRefSNR | 227719.2152 | 2D vs 3D SNR @ top?
dRefSNR_VOI | 227354.8644
tdefaultEVAProt | ""%SiemensEvaDefProt%\Inline\Inline.evp""
asCoilSelectMeas[0].tNucleus | ""1H""
asCoilSelectMeas[0].iUsedRFactor | 1
asCoilSelectMeas[0].asList[0].sCoilElementID.tCoilID | ""BodyMatrix"" | Not much idea about coils…
asCoilSelectMeas[0].asList[0].sCoilElementID.lCoilCopy | 1
asCoilSelectMeas[0].asList[0].sCoilElementID.tElement | ""BO1""
asCoilSelectMeas[0].asList[0].lElementSelected | 1
asCoilSelectMeas[0].asList[0].lRxChannelConnected | 1
asCoilSelectMeas[0].asList[1].sCoilElementID.tCoilID | ""BodyMatrix""
asCoilSelectMeas[0].asList[1].sCoilElementID.lCoilCopy | 1
asCoilSelectMeas[0].asList[1].sCoilElementID.tElement | ""BO2""
asCoilSelectMeas[0].asList[1].lElementSelected | 1
asCoilSelectMeas[0].asList[1].lRxChannelConnected | 2
asCoilSelectMeas[0].asList[2].sCoilElementID.tCoilID | ""SpineMatrix""
asCoilSelectMeas[0].asList[2].sCoilElementID.lCoilCopy | 1
asCoilSelectMeas[0].asList[2].sCoilElementID.tElement | ""SP2""
asCoilSelectMeas[0].asList[2].lElementSelected | 1
asCoilSelectMeas[0].asList[2].lRxChannelConnected | 3
asCoilSelectMeas[0].asList[3].sCoilElementID.tCoilID | ""SpineMatrix""
asCoilSelectMeas[0].asList[3].sCoilElementID.lCoilCopy | 1
asCoilSelectMeas[0].asList[3].sCoilElementID.tElement | ""SP3""
asCoilSelectMeas[0].asList[3].lElementSelected | 1
asCoilSelectMeas[0].asList[3].lRxChannelConnected | 4
asCoilSelectMeas[0].asList[4].sCoilElementID.tCoilID | ""SpineMatrix""
asCoilSelectMeas[0].asList[4].sCoilElementID.lCoilCopy | 1
asCoilSelectMeas[0].asList[4].sCoilElementID.tElement | ""SP1""
asCoilSelectMeas[0].asList[4].lElementSelected | 1
asCoilSelectMeas[0].asList[4].lRxChannelConnected | 5
asCoilSelectMeas[0].sCOILPLUGS.aulPlugId[0] | 0xff
asCoilSelectMeas[0].sCOILPLUGS.aulPlugId[1] | 0xee
asCoilSelectMeas[0].sCOILPLUGS.aulPlugId[2] | 0xee
asCoilSelectMeas[0].sCOILPLUGS.aulPlugId[3] | 0xee
asCoilSelectMeas[0].sCOILPLUGS.aulPlugId[4] | 0x57
asCoilSelectMeas[0].sCOILPLUGS.aulPlugId[5] | 0xee
asCoilSelectMeas[0].sCOILPLUGS.aulPlugId[6] | 0xee
asCoilSelectMeas[0].sCOILPLUGS.aulPlugId[7] | 0xb1
asCoilSelectMeas[0].sCOILPLUGS.aulPlugId[8] | 0xee
asCoilSelectMeas[0].sCOILPLUGS.aulPlugId[9] | 0xb2
asCoilSelectMeas[0].sCOILPLUGS.aulPlugId[10] | 0xee
asCoilSelectMeas[0].sCOILPLUGS.auiNmbrOfNibbles[0] | 0x2
asCoilSelectMeas[0].sCOILPLUGS.auiNmbrOfNibbles[1] | 0x2
asCoilSelectMeas[0].sCOILPLUGS.auiNmbrOfNibbles[2] | 0x2
asCoilSelectMeas[0].sCOILPLUGS.auiNmbrOfNibbles[3] | 0x2
asCoilSelectMeas[0].sCOILPLUGS.auiNmbrOfNibbles[4] | 0x2
asCoilSelectMeas[0].sCOILPLUGS.auiNmbrOfNibbles[5] | 0x2
asCoilSelectMeas[0].sCOILPLUGS.auiNmbrOfNibbles[6] | 0x2
asCoilSelectMeas[0].sCOILPLUGS.auiNmbrOfNibbles[7] | 0x2
asCoilSelectMeas[0].sCOILPLUGS.auiNmbrOfNibbles[8] | 0x2
asCoilSelectMeas[0].sCOILPLUGS.auiNmbrOfNibbles[9] | 0x2
asCoilSelectMeas[0].sCOILPLUGS.auiNmbrOfNibbles[10] | 0x2
asCoilSelectMeas[0].aFFT_SCALE[0].flFactor | 1.658
asCoilSelectMeas[0].aFFT_SCALE[0].bValid | 1
asCoilSelectMeas[0].aFFT_SCALE[0].lRxChannel | 1
asCoilSelectMeas[0].aFFT_SCALE[1].flFactor | 1.6156
asCoilSelectMeas[0].aFFT_SCALE[1].bValid | 1
asCoilSelectMeas[0].aFFT_SCALE[1].lRxChannel | 2
asCoilSelectMeas[0].aFFT_SCALE[2].flFactor | 1.8238
asCoilSelectMeas[0].aFFT_SCALE[2].bValid | 1
asCoilSelectMeas[0].aFFT_SCALE[2].lRxChannel | 3
asCoilSelectMeas[0].aFFT_SCALE[3].flFactor | 1.6973
asCoilSelectMeas[0].aFFT_SCALE[3].bValid | 1
asCoilSelectMeas[0].aFFT_SCALE[3].lRxChannel | 4
asCoilSelectMeas[0].aFFT_SCALE[4].flFactor | 1.582
asCoilSelectMeas[0].aFFT_SCALE[4].bValid | 1
asCoilSelectMeas[0].aFFT_SCALE[4].lRxChannel | 5
sEFISPEC.bEFIDataValid | 1
ucCineMode | 0x1 | [5 empty] | Cardiac
ucSequenceType | 0x1 | [7 empty] | TRUFI vs GRE? | SEQUENCE_TYPE_UNDEF
ucCoilCombineMode | 0x2 | [8 empty] | SEQUENCE_TYPE_GRE
ucFlipAngleMode | 0x1 | [8 empty] | SEQUENCE_TYPE_TRUFI
lTOM | 2 | [8 empty] | SEQUENCE_TYPE_EPI
lProtID | -318 | [8 empty] | SEQUENCE_TYPE_TSE
ucReadOutMode | 0x1 | [8 empty] | SEQUENCE_TYPE_CSI
ucBold3dPace | 0x1 | [8 empty] | SEQUENCE_TYPE_FID
ucForcePositioningOnNDIS | 0x1
ucInternalTablePosValid | 0x1
lBreathholds | 1
sParametricMapping.ucParametricMap | 0x1
sIR.alFree[15] | 1
sAsl.ulMode | 0x1
WaitForUserStart | 0x1
ucAutoAlignInit | 0x1
### ASCCONV END ###"
Note on A378: Adrian: I wonder what it says on the MR

## cv_nav
### ASCCONV BEGIN ###
ulVersion | 0x14b44b6
tSequenceFileName | ""%CustomerSeq%/Adrian/CVnav0429\CV_nav""
tProtocolName | ""CV+AF8-nav+AF8-flash3Dv2+AF8-S""
tReferenceImage0 | ""1.3.12.2.1107.5.2.32.35352.2015050116120776723011937""
tReferenceImage1 | ""1.3.12.2.1107.5.2.32.35352.2015050116133860740212499""
tReferenceImage2 | ""1.3.12.2.1107.5.2.32.35352.2015050116102329159311333""
ucScanRegionPosValid | 0x1
ucTablePositioningMode | 0x2
sProtConsistencyInfo.tBaselineString | ""N4_VB17A_LATEST_20090307""
sProtConsistencyInfo.tSystemType | ""092""
sProtConsistencyInfo.flNominalB0 | 2.8936
sProtConsistencyInfo.flGMax | 26
sProtConsistencyInfo.flRiseTime | 5.88
sProtConsistencyInfo.lMaximumNofRxReceiverChannels | 32
sGRADSPEC.sEddyCompensationX.aflAmplitude[0] | 0.0040642
sGRADSPEC.sEddyCompensationX.aflAmplitude[1] | 0.003128
sGRADSPEC.sEddyCompensationX.aflAmplitude[2] | -0.0038426
sGRADSPEC.sEddyCompensationX.aflAmplitude[3] | 0.0012673
sGRADSPEC.sEddyCompensationX.aflAmplitude[4] | 0.0016236
sGRADSPEC.sEddyCompensationX.aflTimeConstant[0] | 1.094
sGRADSPEC.sEddyCompensationX.aflTimeConstant[1] | 0.039067
sGRADSPEC.sEddyCompensationX.aflTimeConstant[2] | 0.029453
sGRADSPEC.sEddyCompensationX.aflTimeConstant[3] | 0.012516
sGRADSPEC.sEddyCompensationX.aflTimeConstant[4] | 0.00049922
sGRADSPEC.sEddyCompensationY.aflAmplitude[0] | 0.0013749
sGRADSPEC.sEddyCompensationY.aflAmplitude[1] | -0.0011641
sGRADSPEC.sEddyCompensationY.aflAmplitude[2] | -7.8133e-05
sGRADSPEC.sEddyCompensationY.aflAmplitude[3] | 9.6262e-05
sGRADSPEC.sEddyCompensationY.aflAmplitude[4] | 0.0010687
sGRADSPEC.sEddyCompensationY.aflTimeConstant[0] | 1.1753
sGRADSPEC.sEddyCompensationY.aflTimeConstant[1] | 0.64067
sGRADSPEC.sEddyCompensationY.aflTimeConstant[2] | 0.32505
sGRADSPEC.sEddyCompensationY.aflTimeConstant[3] | 0.010946
sGRADSPEC.sEddyCompensationY.aflTimeConstant[4] | 0.00049951
sGRADSPEC.sEddyCompensationZ.aflAmplitude[0] | 0.0026639
sGRADSPEC.sEddyCompensationZ.aflAmplitude[1] | 0.0069081
sGRADSPEC.sEddyCompensationZ.aflAmplitude[2] | 0.0006539
sGRADSPEC.sEddyCompensationZ.aflAmplitude[3] | 0.001244
sGRADSPEC.sEddyCompensationZ.aflAmplitude[4] | -0.0016018
sGRADSPEC.sEddyCompensationZ.aflTimeConstant[0] | 3.1948
sGRADSPEC.sEddyCompensationZ.aflTimeConstant[1] | 0.83188
sGRADSPEC.sEddyCompensationZ.aflTimeConstant[2] | 0.10383
sGRADSPEC.sEddyCompensationZ.aflTimeConstant[3] | 0.0022776
sGRADSPEC.sEddyCompensationZ.aflTimeConstant[4] | 0.0012618
sGRADSPEC.bEddyCompensationValid | 1
sGRADSPEC.sB0CompensationX.aflAmplitude[0] | 0.08565
sGRADSPEC.sB0CompensationX.aflAmplitude[1] | 0.037509
sGRADSPEC.sB0CompensationX.aflAmplitude[2] | 0.0035592
sGRADSPEC.sB0CompensationX.aflTimeConstant[0] | 0.56782
sGRADSPEC.sB0CompensationX.aflTimeConstant[1] | 0.10945
sGRADSPEC.sB0CompensationX.aflTimeConstant[2] | 0.0019999
sGRADSPEC.sB0CompensationY.aflAmplitude[0] | 0.049142
sGRADSPEC.sB0CompensationY.aflAmplitude[1] | -0.033791
sGRADSPEC.sB0CompensationY.aflAmplitude[2] | -0.0059495
sGRADSPEC.sB0CompensationY.aflTimeConstant[0] | 0.72667
sGRADSPEC.sB0CompensationY.aflTimeConstant[1] | 0.25713
sGRADSPEC.sB0CompensationY.aflTimeConstant[2] | 0.0014778
sGRADSPEC.sB0CompensationZ.aflAmplitude[0] | -0.026122
sGRADSPEC.sB0CompensationZ.aflAmplitude[1] | -0.0040008
sGRADSPEC.sB0CompensationZ.aflAmplitude[2] | -0.022857
sGRADSPEC.sB0CompensationZ.aflTimeConstant[0] | 2
sGRADSPEC.sB0CompensationZ.aflTimeConstant[1] | 0.25288
sGRADSPEC.sB0CompensationZ.aflTimeConstant[2] | 0.00068707
sGRADSPEC.bB0CompensationValid | 1
sGRADSPEC.sCrossTermCompensationXY.aflAmplitude[0] | -0.0005548
sGRADSPEC.sCrossTermCompensationXY.aflTimeConstant[0] | 0.58468
sGRADSPEC.sCrossTermCompensationXZ.aflAmplitude[0] | 0.00076161
sGRADSPEC.sCrossTermCompensationXZ.aflTimeConstant[0] | 0.42717
sGRADSPEC.sCrossTermCompensationYX.aflAmplitude[0] | -0.0009794
sGRADSPEC.sCrossTermCompensationYX.aflTimeConstant[0] | 0.57696
sGRADSPEC.sCrossTermCompensationYZ.aflAmplitude[0] | -0.00085614
sGRADSPEC.sCrossTermCompensationYZ.aflTimeConstant[0] | 0.38324
sGRADSPEC.sCrossTermCompensationZX.aflAmplitude[0] | 0.00060283
sGRADSPEC.sCrossTermCompensationZX.aflTimeConstant[0] | 0.51333
sGRADSPEC.sCrossTermCompensationZY.aflAmplitude[0] | 0.00010113
sGRADSPEC.sCrossTermCompensationZY.aflTimeConstant[0] | 0.53788
sGRADSPEC.bCrossTermCompensationValid | 1
sGRADSPEC.lOffsetX | 2011
sGRADSPEC.lOffsetY | 7925
sGRADSPEC.lOffsetZ | 9170
sGRADSPEC.bOffsetValid | 1
sGRADSPEC.lDelayX | 12
sGRADSPEC.lDelayY | 13
sGRADSPEC.lDelayZ | 9
sGRADSPEC.bDelayValid | 1
sGRADSPEC.flSensitivityX | 7.8631e-05
sGRADSPEC.flSensitivityY | 7.8688e-05
sGRADSPEC.flSensitivityZ | 9.0752e-05
sGRADSPEC.bSensitivityValid | 1
sGRADSPEC.alShimCurrent[0] | -205
sGRADSPEC.alShimCurrent[2] | -219
sGRADSPEC.alShimCurrent[3] | 1099
sGRADSPEC.alShimCurrent[4] | 27
sGRADSPEC.bShimCurrentValid | 1
sGRADSPEC.ucMode | 0x1
sTXSPEC.asNucleusInfo[0].tNucleus | ""1H""
sTXSPEC.asNucleusInfo[0].lFrequency | 123217545
sTXSPEC.asNucleusInfo[0].bFrequencyValid | 1
sTXSPEC.asNucleusInfo[0].flReferenceAmplitude | 806.237
sTXSPEC.asNucleusInfo[0].bReferenceAmplitudeValid | 1
sTXSPEC.asNucleusInfo[0].flAmplitudeCorrection | 1
sTXSPEC.asNucleusInfo[0].bAmplitudeCorrectionValid | 1
sTXSPEC.asNucleusInfo[0].bRFPAIndexValid | 1
sTXSPEC.asNucleusInfo[1].bFrequencyValid | 1
sTXSPEC.asNucleusInfo[1].bReferenceAmplitudeValid | 1
sTXSPEC.asNucleusInfo[1].flAmplitudeCorrection | 1
sTXSPEC.asNucleusInfo[1].bAmplitudeCorrectionValid | 1
sTXSPEC.asNucleusInfo[1].lRFPAIndex | -1
sTXSPEC.asNucleusInfo[1].bRFPAIndexValid | 1
sTXSPEC.aRFPULSE[0].tName | ""SRFExcit""
sTXSPEC.aRFPULSE[0].bAmplitudeValid | 0x1
sTXSPEC.aRFPULSE[0].flAmplitude | 389.661
sTXSPEC.aRFPULSE[1].tName | ""PreScan""
sTXSPEC.aRFPULSE[1].bAmplitudeValid | 0x1
sTXSPEC.aRFPULSE[1].flAmplitude | 194.83
sTXSPEC.aRFPULSE[2].tName | ""Nav1Nav090""
sTXSPEC.aRFPULSE[2].bAmplitudeValid | 0x1
sTXSPEC.aRFPULSE[2].flAmplitude | 299.899
sTXSPEC.aRFPULSE[3].tName | ""Nav1Nav180""
sTXSPEC.aRFPULSE[3].bAmplitudeValid | 0x1
sTXSPEC.aRFPULSE[3].flAmplitude | 644.814
sTXSPEC.aRFPULSE[4].tName | ""Nav1RFSelIR""
sTXSPEC.aRFPULSE[4].bAmplitudeValid | 0x1
sTXSPEC.aRFPULSE[4].flAmplitude | 805.242
sTXSPEC.aRFPULSE[5].tName | ""SLoopIRns1""
sTXSPEC.aRFPULSE[5].bAmplitudeValid | 0x1
sTXSPEC.aRFPULSE[5].flAmplitude | 1177.07
sTXSPEC.aRFPULSE[6].tName | ""SLoopFCSatNS""
sTXSPEC.aRFPULSE[6].bAmplitudeValid | 0x1
sTXSPEC.aRFPULSE[6].flAmplitude | 198.746
sTXSPEC.lNoOfTraPulses | 7
sTXSPEC.lBCExcitationMode | 1
sTXSPEC.lBCSeqExcitationMode | 4
sTXSPEC.flKDynMagnitudeMin | 0.5
sTXSPEC.flKDynMagnitudeMax | 1.5
sTXSPEC.flKDynMagnitudeClipLow | 1
sTXSPEC.flKDynMagnitudeClipHigh | 1
sTXSPEC.flKDynPhaseMax | 0.69813
sTXSPEC.flKDynPhaseClip | 0.17453
sTXSPEC.bKDynValid | 1
sTXSPEC.ucRFPulseType | 0x1
sTXSPEC.ucExcitMode | 0x1
sTXSPEC.ucSimultaneousExcitation | 0x1
sTXSPEC.ucBCExcitationModeValid | 0x1
sRXSPEC.bGainValid | 1
sRXSPEC.alDwellTime[0] | 3200
sAdjData.uiAdjFreMode | 0x1
sAdjData.uiAdjShimMode | 0x2
sAdjData.uiAdjWatSupMode | 0x1
sAdjData.uiAdjRFMapMode | 0x1
sAdjData.uiAdjMDSMode | 0x1
sAdjData.uiAdjTableTolerance | 0x1
sAdjData.uiAdjProtID | 0x31
sAdjData.sAdjVolume.sPosition.dSag | 4.4514
sAdjData.sAdjVolume.sPosition.dCor | -18.0751
sAdjData.sAdjVolume.sPosition.dTra | 53.3656
sAdjData.sAdjVolume.sNormal.dSag | 1
sAdjData.sAdjVolume.dThickness | 144
sAdjData.sAdjVolume.dPhaseFOV | 262
sAdjData.sAdjVolume.dReadoutFOV | 380
ucEnableNoiseAdjust | 0x1
alTR[0] | 735000
alTI[0] | 200000
lContrasts | 1
alTE[0] | 1440
acFlowComp[0] | 1
lCombinedEchoes | 1
sSliceArray.asSlice[0].sPosition.dSag | 4.4514
sSliceArray.asSlice[0].sPosition.dCor | -18.0751
sSliceArray.asSlice[0].sPosition.dTra | 53.3656
sSliceArray.asSlice[0].sNormal.dSag | 1
sSliceArray.asSlice[0].dThickness | 144
sSliceArray.asSlice[0].dPhaseFOV | 261.25
sSliceArray.asSlice[0].dReadoutFOV | 380
sSliceArray.lSize | 1
sSliceArray.lSag | 1
sSliceArray.lConc | 1
sSliceArray.ucMode | 0x2
sSliceArray.sTSat.dThickness | 50
sGroupArray.asGroup[0].nSize | 1
sGroupArray.asGroup[0].dDistFact | 0.2
sGroupArray.anMember[1] | -1
sGroupArray.lSize | 1
sGroupArray.sPSat.dThickness | 50
sGroupArray.sPSat.dGap | 10
sNavigatorArray.asElm[0].sCuboid.sPosition.dSag | -103.2165
sNavigatorArray.asElm[0].sCuboid.sPosition.dCor | -12.2792
sNavigatorArray.asElm[0].sCuboid.sPosition.dTra | 32.2034
sNavigatorArray.asElm[0].sCuboid.sNormal.dSag | 1
sNavigatorArray.asElm[0].sCuboid.dThickness | 10
sNavigatorArray.asElm[0].sCuboid.dPhaseFOV | 400
sNavigatorArray.asElm[0].sCuboid.dReadoutFOV | 400
sNavigatorArray.asElm[1].sCuboid.sPosition.dSag | -103.2165
sNavigatorArray.asElm[1].sCuboid.sPosition.dCor | -12.2792
sNavigatorArray.asElm[1].sCuboid.sPosition.dTra | 32.2034
sNavigatorArray.asElm[1].sCuboid.sNormal.dSag | 0.86603
sNavigatorArray.asElm[1].sCuboid.sNormal.dCor | -0.5
sNavigatorArray.asElm[1].sCuboid.dThickness | 10
sNavigatorArray.asElm[1].sCuboid.dPhaseFOV | 400
sNavigatorArray.asElm[1].sCuboid.dReadoutFOV | 400
sNavigatorArray.lSize | 2
sAutoAlign.dAAMatrix[0] | 1
sAutoAlign.dAAMatrix[5] | 1
sAutoAlign.dAAMatrix[10] | 1
sAutoAlign.dAAMatrix[15] | 1
sNavigatorPara.ucRFPulseType | 0x8 | RF pulse type (crossed pair, can't change…?)
sNavigatorPara.ucRespMotionAdaptiveGating | 0x1 | Resp. Control
sNavigatorPara.lBreathHoldMeas | 1
sNavigatorPara.lRespComp | 2
sNavigatorPara.alFree[1] | 999 | No idea
sNavigatorPara.alFree[2] | 2
sNavigatorPara.alFree[3] | 2
sNavigatorPara.alFree[4] | 2
sNavigatorPara.alFree[5] | 1
sNavigatorPara.alFree[6] | 256
sNavigatorPara.alFree[7] | 256
sNavigatorPara.alFree[8] | 2
sNavigatorPara.alFree[9] | 100 | Scout TR
sNavigatorPara.alFree[10] | 19 | Scout Durations
sNavigatorPara.alFree[11] | 10 | Geometry -> Navigator -> Thickness?
sNavigatorPara.alFree[12] | 1
sNavigatorPara.alFree[15] | 7
sNavigatorPara.alFree[16] | 7
sNavigatorPara.alFree[17] | 400 | Geometry -> Navigator -> Base size phase/read?
sNavigatorPara.alFree[18] | 10 | Geometry -> Navigator -> Thickness?
sNavigatorPara.alFree[19] | 50
sNavigatorPara.adFree[2] | 138 | Accept (grren)
sNavigatorPara.adFree[3] | 4 | Accept Window
sNavigatorPara.adFree[4] | 138 | Search (red)
sNavigatorPara.adFree[5] | 32 | Search windows
sNavigatorPara.adFree[6] | 0.6 | Tracking factor
sBladePara.dBladeCoverage | 100
sBladePara.ucMotionCorr | 0x2
sPrepPulses.ucFatSat | 0x1
sPrepPulses.ucWaterSat | 0x4
sPrepPulses.ucInversion | 0x2 | Magn. Preparation
sPrepPulses.ucSatRecovery | 0x1
sPrepPulses.ucT2Prep | 0x1
sPrepPulses.ucTIScout | 0x1
sPrepPulses.ucFatSatMode | 0x2 | Fat Suppression combobox
sPrepPulses.dDarkBloodThickness | 200
sPrepPulses.dDarkBloodFlipAngle | 200
sPrepPulses.dT2PrepDuration | 40 | didn't there was actually T2 prep…default value?
sPrepPulses.dIRPulseThicknessFactor | 0.77
sLineTag.dDistance | 20
sGridTag.dDistance | 8
sKSpace.dPhaseResolution | 0.9
sKSpace.dSliceResolution | 0.5
sKSpace.dAngioDynCentralRegionA | 20
sKSpace.dAngioDynSamplingDensityB | 25
sKSpace.lBaseResolution | 256
sKSpace.lPhaseEncodingLines | 188
sKSpace.lPartitions | 96
sKSpace.lImagesPerSlab | 192
sKSpace.lRadialViews | 64
sKSpace.lRadialInterleavesPerImage | 1
sKSpace.lLinesPerShot | 1
sKSpace.unReordering | 0x2
sKSpace.dSeqPhasePartialFourierForSNR | 1
sKSpace.ucPhasePartialFourier | 0x10
sKSpace.ucSlicePartialFourier | 0x10
sKSpace.uc2DInterpolation | 0x1
sKSpace.ucAveragingMode | 0x1
sKSpace.ucMultiSliceMode | 0x1
sKSpace.ucDimension | 0x4
sKSpace.ucAsymmetricEchoAllowed | 0x1
sKSpace.ucTrajectory | 0x1
sKSpace.ucViewSharing | 0x1
sKSpace.ucAsymmetricEchoMode | 0x1
sKSpace.ucPOCS | 0x1
sFastImaging.lEPIFactor | 1
sFastImaging.lTurboFactor | 1
sFastImaging.lSliceTurboFactor | 1
sFastImaging.lSegments | 47 | Physio -> Segments
sFastImaging.ulEnableRFSpoiling | 0x1
sFastImaging.ucPhaseEncRE | 0x1
sFastImaging.ucSegmentationMode | 0x1
sFastImaging.lShots | 1
sFastImaging.lEchoTrainDuration | 700
sPhysioImaging.lSignal1 | 2
sPhysioImaging.lMethod1 | 2
sPhysioImaging.lSignal2 | 1
sPhysioImaging.lMethod2 | 1
sPhysioImaging.lPhases | 1
sPhysioImaging.sPhysioECG.lScanWindow | 735
sPhysioImaging.sPhysioECG.lTriggerPulses | 1
sPhysioImaging.sPhysioECG.lTriggerWindow | 100
sPhysioImaging.sPhysioECG.lArrhythmiaDetection | 1
sPhysioImaging.sPhysioECG.lCardiacGateOnThreshold | 100000
sPhysioImaging.sPhysioECG.lCardiacGateOffThreshold | 700000
sPhysioImaging.sPhysioECG.lTriggerIntervals | 1
sPhysioImaging.sPhysioPulse.lTriggerPulses | 1
sPhysioImaging.sPhysioPulse.lTriggerWindow | 100
sPhysioImaging.sPhysioPulse.lArrhythmiaDetection | 1
sPhysioImaging.sPhysioPulse.lCardiacGateOnThreshold | 100000
sPhysioImaging.sPhysioPulse.lCardiacGateOffThreshold | 700000
sPhysioImaging.sPhysioPulse.lTriggerIntervals | 1
sPhysioImaging.sPhysioExt.lTriggerPulses | 1
sPhysioImaging.sPhysioExt.lTriggerWindow | 100
sPhysioImaging.sPhysioExt.lArrhythmiaDetection | 1
sPhysioImaging.sPhysioExt.lCardiacGateOnThreshold | 100000
sPhysioImaging.sPhysioExt.lCardiacGateOffThreshold | 700000
sPhysioImaging.sPhysioExt.lTriggerIntervals | 1
sPhysioImaging.sPhysioResp.lRespGateThreshold | 20
sPhysioImaging.sPhysioResp.lRespGatePhase | 2
sPhysioImaging.sPhysioResp.dGatingRatio | 0.3
sPhysioImaging.sPhysioNative.ucMode | 0x1
sPhysioImaging.sPhysioNative.ucFlowSenMode | 0x1
sSpecPara.lPhaseCyclingType | 1
sSpecPara.lPhaseEncodingType | 1
sSpecPara.lRFExcitationBandwidth | 1
sSpecPara.ucRemoveOversampling | 0x1
sSpecPara.lAutoRefScanNo | 1
sSpecPara.lDecouplingType | 1
sSpecPara.lNOEType | 1
sSpecPara.lExcitationType | 1
sSpecPara.lSpecAppl | 1
sSpecPara.lSpectralSuppression | 1
sDiffusion.ulMode | 0x1
sAngio.ucPCFlowMode | 0x2 | On/Off?
sAngio.ucTOFInflow | 0x4
sAngio.lDynamicReconMode | 1
sAngio.lTemporalInterpolation | 1
sPreScanNormalizeFilter.ucOn | 0x1
sDistortionCorrFilter.ucMode | 0x2
sPat.lAccelFactPE | 2
sPat.lAccelFact3D | 1
sPat.lRefLinesPE | 20
sPat.ucPATMode | 0x2
sPat.ucRefScanMode | 0x2
sPat.ucTPatAverageAllFrames | 0x1
sMDS.ulMdsModeMask | 0x1
sMDS.ulMdsVariableResolution | 0x1
sMDS.lTableSpeedNumerator | 1
sMDS.lmdsLinesPerSegment | 15
sMDS.sMdsEndPosSBCS_mm.dTra | 600
sMDS.ulMdsReconMode | 0x1
sMDS.dMdsRangeExtension | 600
ucDisableChangeStoreImages | 0x1
ucAAMode | 0x1
ucAARegionMode | 1
ucAARefMode | 1
ucReconstructionMode | 0x1
ucOneSeriesForAllMeas | 0x1
ucPHAPSMode | 0x1
ucDixon | 0x1
ucDixonSaveOriginal | 0x1
lAverages | 1
dAveragesDouble | 1
adFlipAngleDegree[0] | 15
lScanTimeSec | 215
lTotalScanTimeSec | 232
dRefSNR | 315740.6708
dRefSNR_VOI | 266028.3099
tdefaultEVAProt | ""%SiemensEvaDefProt%\Inline\Inline.evp""
asCoilSelectMeas[0].tNucleus | ""1H""
asCoilSelectMeas[0].iUsedRFactor | 3
asCoilSelectMeas[0].asList[0].sCoilElementID.tCoilID | ""BodyMatrix""
asCoilSelectMeas[0].asList[0].sCoilElementID.lCoilCopy | 1
asCoilSelectMeas[0].asList[0].sCoilElementID.tElement | ""BO1""
asCoilSelectMeas[0].asList[0].lElementSelected | 1
asCoilSelectMeas[0].asList[0].lRxChannelConnected | 1
asCoilSelectMeas[0].asList[1].sCoilElementID.tCoilID | ""BodyMatrix""
asCoilSelectMeas[0].asList[1].sCoilElementID.lCoilCopy | 1
asCoilSelectMeas[0].asList[1].sCoilElementID.tElement | ""B1T""
asCoilSelectMeas[0].asList[1].lElementSelected | 1
asCoilSelectMeas[0].asList[1].lRxChannelConnected | 2
asCoilSelectMeas[0].asList[2].sCoilElementID.tCoilID | ""BodyMatrix""
asCoilSelectMeas[0].asList[2].sCoilElementID.lCoilCopy | 1
asCoilSelectMeas[0].asList[2].sCoilElementID.tElement | ""B1S""
asCoilSelectMeas[0].asList[2].lElementSelected | 1
asCoilSelectMeas[0].asList[2].lRxChannelConnected | 3
asCoilSelectMeas[0].asList[3].sCoilElementID.tCoilID | ""BodyMatrix""
asCoilSelectMeas[0].asList[3].sCoilElementID.lCoilCopy | 1
asCoilSelectMeas[0].asList[3].sCoilElementID.tElement | ""BO2""
asCoilSelectMeas[0].asList[3].lElementSelected | 1
asCoilSelectMeas[0].asList[3].lRxChannelConnected | 4
asCoilSelectMeas[0].asList[4].sCoilElementID.tCoilID | ""BodyMatrix""
asCoilSelectMeas[0].asList[4].sCoilElementID.lCoilCopy | 1
asCoilSelectMeas[0].asList[4].sCoilElementID.tElement | ""B2T""
asCoilSelectMeas[0].asList[4].lElementSelected | 1
asCoilSelectMeas[0].asList[4].lRxChannelConnected | 5
asCoilSelectMeas[0].asList[5].sCoilElementID.tCoilID | ""BodyMatrix""
asCoilSelectMeas[0].asList[5].sCoilElementID.lCoilCopy | 1
asCoilSelectMeas[0].asList[5].sCoilElementID.tElement | ""B2S""
asCoilSelectMeas[0].asList[5].lElementSelected | 1
asCoilSelectMeas[0].asList[5].lRxChannelConnected | 6
asCoilSelectMeas[0].asList[6].sCoilElementID.tCoilID | ""SpineMatrix""
asCoilSelectMeas[0].asList[6].sCoilElementID.lCoilCopy | 1
asCoilSelectMeas[0].asList[6].sCoilElementID.tElement | ""SP2""
asCoilSelectMeas[0].asList[6].lElementSelected | 1
asCoilSelectMeas[0].asList[6].lRxChannelConnected | 7
asCoilSelectMeas[0].asList[7].sCoilElementID.tCoilID | ""SpineMatrix""
asCoilSelectMeas[0].asList[7].sCoilElementID.lCoilCopy | 1
asCoilSelectMeas[0].asList[7].sCoilElementID.tElement | ""S2S""
asCoilSelectMeas[0].asList[7].lElementSelected | 1
asCoilSelectMeas[0].asList[7].lRxChannelConnected | 8
asCoilSelectMeas[0].asList[8].sCoilElementID.tCoilID | ""SpineMatrix""
asCoilSelectMeas[0].asList[8].sCoilElementID.lCoilCopy | 1
asCoilSelectMeas[0].asList[8].sCoilElementID.tElement | ""S2T""
asCoilSelectMeas[0].asList[8].lElementSelected | 1
asCoilSelectMeas[0].asList[8].lRxChannelConnected | 9
asCoilSelectMeas[0].asList[9].sCoilElementID.tCoilID | ""SpineMatrix""
asCoilSelectMeas[0].asList[9].sCoilElementID.lCoilCopy | 1
asCoilSelectMeas[0].asList[9].sCoilElementID.tElement | ""SP3""
asCoilSelectMeas[0].asList[9].lElementSelected | 1
asCoilSelectMeas[0].asList[9].lRxChannelConnected | 10
asCoilSelectMeas[0].asList[10].sCoilElementID.tCoilID | ""SpineMatrix""
asCoilSelectMeas[0].asList[10].sCoilElementID.lCoilCopy | 1
asCoilSelectMeas[0].asList[10].sCoilElementID.tElement | ""S3S""
asCoilSelectMeas[0].asList[10].lElementSelected | 1
asCoilSelectMeas[0].asList[10].lRxChannelConnected | 11
asCoilSelectMeas[0].asList[11].sCoilElementID.tCoilID | ""SpineMatrix""
asCoilSelectMeas[0].asList[11].sCoilElementID.lCoilCopy | 1
asCoilSelectMeas[0].asList[11].sCoilElementID.tElement | ""S3T""
asCoilSelectMeas[0].asList[11].lElementSelected | 1
asCoilSelectMeas[0].asList[11].lRxChannelConnected | 12
asCoilSelectMeas[0].asList[12].sCoilElementID.tCoilID | ""SpineMatrix""
asCoilSelectMeas[0].asList[12].sCoilElementID.lCoilCopy | 1
asCoilSelectMeas[0].asList[12].sCoilElementID.tElement | ""SP1""
asCoilSelectMeas[0].asList[12].lElementSelected | 1
asCoilSelectMeas[0].asList[12].lRxChannelConnected | 13
asCoilSelectMeas[0].asList[13].sCoilElementID.tCoilID | ""SpineMatrix""
asCoilSelectMeas[0].asList[13].sCoilElementID.lCoilCopy | 1
asCoilSelectMeas[0].asList[13].sCoilElementID.tElement | ""S1S""
asCoilSelectMeas[0].asList[13].lElementSelected | 1
asCoilSelectMeas[0].asList[13].lRxChannelConnected | 14
asCoilSelectMeas[0].asList[14].sCoilElementID.tCoilID | ""SpineMatrix""
asCoilSelectMeas[0].asList[14].sCoilElementID.lCoilCopy | 1
asCoilSelectMeas[0].asList[14].sCoilElementID.tElement | ""S1T""
asCoilSelectMeas[0].asList[14].lElementSelected | 1
asCoilSelectMeas[0].asList[14].lRxChannelConnected | 15
asCoilSelectMeas[0].sCOILPLUGS.aulPlugId[0] | 0xff
asCoilSelectMeas[0].sCOILPLUGS.aulPlugId[1] | 0xee
asCoilSelectMeas[0].sCOILPLUGS.aulPlugId[2] | 0xee
asCoilSelectMeas[0].sCOILPLUGS.aulPlugId[3] | 0xee
asCoilSelectMeas[0].sCOILPLUGS.aulPlugId[4] | 0x57
asCoilSelectMeas[0].sCOILPLUGS.aulPlugId[5] | 0xee
asCoilSelectMeas[0].sCOILPLUGS.aulPlugId[6] | 0xee
asCoilSelectMeas[0].sCOILPLUGS.aulPlugId[7] | 0xb1
asCoilSelectMeas[0].sCOILPLUGS.aulPlugId[8] | 0xee
asCoilSelectMeas[0].sCOILPLUGS.aulPlugId[9] | 0xb2
asCoilSelectMeas[0].sCOILPLUGS.aulPlugId[10] | 0xee
asCoilSelectMeas[0].sCOILPLUGS.auiNmbrOfNibbles[0] | 0x2
asCoilSelectMeas[0].sCOILPLUGS.auiNmbrOfNibbles[1] | 0x2
asCoilSelectMeas[0].sCOILPLUGS.auiNmbrOfNibbles[2] | 0x2
asCoilSelectMeas[0].sCOILPLUGS.auiNmbrOfNibbles[3] | 0x2
asCoilSelectMeas[0].sCOILPLUGS.auiNmbrOfNibbles[4] | 0x2
asCoilSelectMeas[0].sCOILPLUGS.auiNmbrOfNibbles[5] | 0x2
asCoilSelectMeas[0].sCOILPLUGS.auiNmbrOfNibbles[6] | 0x2
asCoilSelectMeas[0].sCOILPLUGS.auiNmbrOfNibbles[7] | 0x2
asCoilSelectMeas[0].sCOILPLUGS.auiNmbrOfNibbles[8] | 0x2
asCoilSelectMeas[0].sCOILPLUGS.auiNmbrOfNibbles[9] | 0x2
asCoilSelectMeas[0].sCOILPLUGS.auiNmbrOfNibbles[10] | 0x2
asCoilSelectMeas[0].aFFT_SCALE[0].flFactor | 0.16186
asCoilSelectMeas[0].aFFT_SCALE[0].bValid | 1
asCoilSelectMeas[0].aFFT_SCALE[0].lRxChannel | 1
asCoilSelectMeas[0].aFFT_SCALE[1].flFactor | 0.15848
asCoilSelectMeas[0].aFFT_SCALE[1].bValid | 1
asCoilSelectMeas[0].aFFT_SCALE[1].lRxChannel | 2
asCoilSelectMeas[0].aFFT_SCALE[2].flFactor | 0.16212
asCoilSelectMeas[0].aFFT_SCALE[2].bValid | 1
asCoilSelectMeas[0].aFFT_SCALE[2].lRxChannel | 3
asCoilSelectMeas[0].aFFT_SCALE[3].flFactor | 0.15947
asCoilSelectMeas[0].aFFT_SCALE[3].bValid | 1
asCoilSelectMeas[0].aFFT_SCALE[3].lRxChannel | 4
asCoilSelectMeas[0].aFFT_SCALE[4].flFactor | 0.15011
asCoilSelectMeas[0].aFFT_SCALE[4].bValid | 1
asCoilSelectMeas[0].aFFT_SCALE[4].lRxChannel | 5
asCoilSelectMeas[0].aFFT_SCALE[5].flFactor | 0.15166
asCoilSelectMeas[0].aFFT_SCALE[5].bValid | 1
asCoilSelectMeas[0].aFFT_SCALE[5].lRxChannel | 6
asCoilSelectMeas[0].aFFT_SCALE[6].flFactor | 0.17336
asCoilSelectMeas[0].aFFT_SCALE[6].bValid | 1
asCoilSelectMeas[0].aFFT_SCALE[6].lRxChannel | 7
asCoilSelectMeas[0].aFFT_SCALE[7].flFactor | 0.17164
asCoilSelectMeas[0].aFFT_SCALE[7].bValid | 1
asCoilSelectMeas[0].aFFT_SCALE[7].lRxChannel | 8
asCoilSelectMeas[0].aFFT_SCALE[8].flFactor | 0.17209
asCoilSelectMeas[0].aFFT_SCALE[8].bValid | 1
asCoilSelectMeas[0].aFFT_SCALE[8].lRxChannel | 9
asCoilSelectMeas[0].aFFT_SCALE[9].flFactor | 0.16437
asCoilSelectMeas[0].aFFT_SCALE[9].bValid | 1
asCoilSelectMeas[0].aFFT_SCALE[9].lRxChannel | 10
asCoilSelectMeas[0].aFFT_SCALE[10].flFactor | 0.16498
asCoilSelectMeas[0].aFFT_SCALE[10].bValid | 1
asCoilSelectMeas[0].aFFT_SCALE[10].lRxChannel | 11
asCoilSelectMeas[0].aFFT_SCALE[11].flFactor | 0.16313
asCoilSelectMeas[0].aFFT_SCALE[11].bValid | 1
asCoilSelectMeas[0].aFFT_SCALE[11].lRxChannel | 12
asCoilSelectMeas[0].aFFT_SCALE[12].flFactor | 0.16378
asCoilSelectMeas[0].aFFT_SCALE[12].bValid | 1
asCoilSelectMeas[0].aFFT_SCALE[12].lRxChannel | 13
asCoilSelectMeas[0].aFFT_SCALE[13].flFactor | 0.16088
asCoilSelectMeas[0].aFFT_SCALE[13].bValid | 1
asCoilSelectMeas[0].aFFT_SCALE[13].lRxChannel | 14
asCoilSelectMeas[0].aFFT_SCALE[14].flFactor | 0.16137
asCoilSelectMeas[0].aFFT_SCALE[14].bValid | 1
asCoilSelectMeas[0].aFFT_SCALE[14].lRxChannel | 15
sEFISPEC.bEFIDataValid | 1
sWiPMemBlock.alFree[0] | 1
sWiPMemBlock.alFree[2] | 48
sWiPMemBlock.alFree[3] | 3
sWiPMemBlock.alFree[4] | 1
ucCineMode | 0x1
ucSequenceType | 0x1
ucCoilCombineMode | 0x2
ucFlipAngleMode | 0x1
lTOM | 2
lProtID | -280
ucReadOutMode | 0x1
ucBold3dPace | 0x1
ucForcePositioningOnNDIS | 0x1
ucInternalTablePosValid | 0x1
lBreathholds | 1
sParametricMapping.ucParametricMap | 0x1
sIR.alFree[15] | 2
sAsl.ulMode | 0x1
ucAutoAlignInit | 0x1
### ASCCONV END ###"

## diffusion
### ASCCONV BEGIN ###
ulVersion | 0x14b44b6
tSequenceFileName | ""%CustomerSeq%/Adrian/ep2d_diff/6\ep2d_diff""
tProtocolName | ""ep2d+AF8-diff+AF8-DgsInRf""
tReferenceImage0 | ""1.3.12.2.1107.5.2.32.35352.2015020310215582223564078""
tReferenceImage1 | ""1.3.12.2.1107.5.2.32.35352.2015020310223378619864087""
tReferenceImage2 | ""1.3.12.2.1107.5.2.32.35352.2015020310140422617664024""
ucScanRegionPosValid | 0x1
ucTablePositioningMode | 0x2
sProtConsistencyInfo.tBaselineString | ""N4_VB17A_LATEST_20090307""
sProtConsistencyInfo.tSystemType | ""092""
sProtConsistencyInfo.flNominalB0 | 2.8936
sProtConsistencyInfo.flGMax | 26
sProtConsistencyInfo.flRiseTime | 5.88
sProtConsistencyInfo.lMaximumNofRxReceiverChannels | 32
sGRADSPEC.sEddyCompensationX.aflAmplitude[0] | 0.0040642
sGRADSPEC.sEddyCompensationX.aflAmplitude[1] | 0.003128
sGRADSPEC.sEddyCompensationX.aflAmplitude[2] | -0.0038426
sGRADSPEC.sEddyCompensationX.aflAmplitude[3] | 0.0012673
sGRADSPEC.sEddyCompensationX.aflAmplitude[4] | 0.0016236
sGRADSPEC.sEddyCompensationX.aflTimeConstant[0] | 1.094
sGRADSPEC.sEddyCompensationX.aflTimeConstant[1] | 0.039067
sGRADSPEC.sEddyCompensationX.aflTimeConstant[2] | 0.029453
sGRADSPEC.sEddyCompensationX.aflTimeConstant[3] | 0.012516
sGRADSPEC.sEddyCompensationX.aflTimeConstant[4] | 0.00049922
sGRADSPEC.sEddyCompensationY.aflAmplitude[0] | 0.0013749
sGRADSPEC.sEddyCompensationY.aflAmplitude[1] | -0.0011641
sGRADSPEC.sEddyCompensationY.aflAmplitude[2] | -7.8133e-05
sGRADSPEC.sEddyCompensationY.aflAmplitude[3] | 9.6262e-05
sGRADSPEC.sEddyCompensationY.aflAmplitude[4] | 0.0010687
sGRADSPEC.sEddyCompensationY.aflTimeConstant[0] | 1.1753
sGRADSPEC.sEddyCompensationY.aflTimeConstant[1] | 0.64067
sGRADSPEC.sEddyCompensationY.aflTimeConstant[2] | 0.32505
sGRADSPEC.sEddyCompensationY.aflTimeConstant[3] | 0.010946
sGRADSPEC.sEddyCompensationY.aflTimeConstant[4] | 0.00049951
sGRADSPEC.sEddyCompensationZ.aflAmplitude[0] | 0.0026639
sGRADSPEC.sEddyCompensationZ.aflAmplitude[1] | 0.0069081
sGRADSPEC.sEddyCompensationZ.aflAmplitude[2] | 0.0006539
sGRADSPEC.sEddyCompensationZ.aflAmplitude[3] | 0.001244
sGRADSPEC.sEddyCompensationZ.aflAmplitude[4] | -0.0016018
sGRADSPEC.sEddyCompensationZ.aflTimeConstant[0] | 3.1948
sGRADSPEC.sEddyCompensationZ.aflTimeConstant[1] | 0.83188
sGRADSPEC.sEddyCompensationZ.aflTimeConstant[2] | 0.10383
sGRADSPEC.sEddyCompensationZ.aflTimeConstant[3] | 0.0022776
sGRADSPEC.sEddyCompensationZ.aflTimeConstant[4] | 0.0012618
sGRADSPEC.bEddyCompensationValid | 1
sGRADSPEC.sB0CompensationX.aflAmplitude[0] | 0.08565
sGRADSPEC.sB0CompensationX.aflAmplitude[1] | 0.037509
sGRADSPEC.sB0CompensationX.aflAmplitude[2] | 0.0035592
sGRADSPEC.sB0CompensationX.aflTimeConstant[0] | 0.56782
sGRADSPEC.sB0CompensationX.aflTimeConstant[1] | 0.10945
sGRADSPEC.sB0CompensationX.aflTimeConstant[2] | 0.0019999
sGRADSPEC.sB0CompensationY.aflAmplitude[0] | 0.049142
sGRADSPEC.sB0CompensationY.aflAmplitude[1] | -0.033791
sGRADSPEC.sB0CompensationY.aflAmplitude[2] | -0.0059495
sGRADSPEC.sB0CompensationY.aflTimeConstant[0] | 0.72667
sGRADSPEC.sB0CompensationY.aflTimeConstant[1] | 0.25713
sGRADSPEC.sB0CompensationY.aflTimeConstant[2] | 0.0014778
sGRADSPEC.sB0CompensationZ.aflAmplitude[0] | -0.026122
sGRADSPEC.sB0CompensationZ.aflAmplitude[1] | -0.0040008
sGRADSPEC.sB0CompensationZ.aflAmplitude[2] | -0.022857
sGRADSPEC.sB0CompensationZ.aflTimeConstant[0] | 2
sGRADSPEC.sB0CompensationZ.aflTimeConstant[1] | 0.25288
sGRADSPEC.sB0CompensationZ.aflTimeConstant[2] | 0.00068707
sGRADSPEC.bB0CompensationValid | 1
sGRADSPEC.sCrossTermCompensationXY.aflAmplitude[0] | -0.0005548
sGRADSPEC.sCrossTermCompensationXY.aflTimeConstant[0] | 0.58468
sGRADSPEC.sCrossTermCompensationXZ.aflAmplitude[0] | 0.00076161
sGRADSPEC.sCrossTermCompensationXZ.aflTimeConstant[0] | 0.42717
sGRADSPEC.sCrossTermCompensationYX.aflAmplitude[0] | -0.0009794
sGRADSPEC.sCrossTermCompensationYX.aflTimeConstant[0] | 0.57696
sGRADSPEC.sCrossTermCompensationYZ.aflAmplitude[0] | -0.00085614
sGRADSPEC.sCrossTermCompensationYZ.aflTimeConstant[0] | 0.38324
sGRADSPEC.sCrossTermCompensationZX.aflAmplitude[0] | 0.00060283
sGRADSPEC.sCrossTermCompensationZX.aflTimeConstant[0] | 0.51333
sGRADSPEC.sCrossTermCompensationZY.aflAmplitude[0] | 0.00010113
sGRADSPEC.sCrossTermCompensationZY.aflTimeConstant[0] | 0.53788
sGRADSPEC.bCrossTermCompensationValid | 1
sGRADSPEC.lOffsetX | 2097
sGRADSPEC.lOffsetY | 7823
sGRADSPEC.lOffsetZ | 9056
sGRADSPEC.bOffsetValid | 1
sGRADSPEC.lDelayX | 12
sGRADSPEC.lDelayY | 13
sGRADSPEC.lDelayZ | 9
sGRADSPEC.bDelayValid | 1
sGRADSPEC.flSensitivityX | 7.8631e-05
sGRADSPEC.flSensitivityY | 7.8688e-05
sGRADSPEC.flSensitivityZ | 9.0752e-05
sGRADSPEC.bSensitivityValid | 1
sGRADSPEC.alShimCurrent[0] | 415
sGRADSPEC.alShimCurrent[1] | -78
sGRADSPEC.alShimCurrent[2] | 116
sGRADSPEC.alShimCurrent[3] | 510
sGRADSPEC.alShimCurrent[4] | 277
sGRADSPEC.bShimCurrentValid | 1
sGRADSPEC.ucMode | 0x1
sTXSPEC.asNucleusInfo[0].tNucleus | ""1H""
sTXSPEC.asNucleusInfo[0].lFrequency | 123218198
sTXSPEC.asNucleusInfo[0].bFrequencyValid | 1
sTXSPEC.asNucleusInfo[0].flReferenceAmplitude | 235.762
sTXSPEC.asNucleusInfo[0].bReferenceAmplitudeValid | 1
sTXSPEC.asNucleusInfo[0].flAmplitudeCorrection | 1
sTXSPEC.asNucleusInfo[0].bAmplitudeCorrectionValid | 1
sTXSPEC.asNucleusInfo[0].bRFPAIndexValid | 1
sTXSPEC.asNucleusInfo[1].bFrequencyValid | 1
sTXSPEC.asNucleusInfo[1].bReferenceAmplitudeValid | 1
sTXSPEC.asNucleusInfo[1].flAmplitudeCorrection | 1
sTXSPEC.asNucleusInfo[1].bAmplitudeCorrectionValid | 1
sTXSPEC.asNucleusInfo[1].lRFPAIndex | -1
sTXSPEC.asNucleusInfo[1].bRFPAIndexValid | 1
sTXSPEC.aRFPULSE[0].tName | ""ExtExciteRF""
sTXSPEC.aRFPULSE[0].bAmplitudeValid | 0x1
sTXSPEC.aRFPULSE[0].flAmplitude | 219.244
sTXSPEC.aRFPULSE[1].tName | ""CSatCSatNS""
sTXSPEC.aRFPULSE[1].bAmplitudeValid | 0x1
sTXSPEC.aRFPULSE[1].flAmplitude | 58.118
sTXSPEC.aRFPULSE[2].tName | ""SLoopFCSatNS""
sTXSPEC.aRFPULSE[2].bAmplitudeValid | 0x1
sTXSPEC.aRFPULSE[2].flAmplitude | 58.118
sTXSPEC.lNoOfTraPulses | 3
sTXSPEC.lBCExcitationMode | 1
sTXSPEC.lBCSeqExcitationMode | 4
sTXSPEC.flKDynMagnitudeMin | 0.5
sTXSPEC.flKDynMagnitudeMax | 1.5
sTXSPEC.flKDynMagnitudeClipLow | 1
sTXSPEC.flKDynMagnitudeClipHigh | 1
sTXSPEC.flKDynPhaseMax | 0.69813
sTXSPEC.flKDynPhaseClip | 0.17453
sTXSPEC.bKDynValid | 1
sTXSPEC.ucRFPulseType | 0x2
sTXSPEC.ucExcitMode | 0x1
sTXSPEC.ucSimultaneousExcitation | 0x1
sTXSPEC.ucBCExcitationModeValid | 0x1
sRXSPEC.lGain | 1
sRXSPEC.bGainValid | 1
sRXSPEC.alDwellTime[0] | 5200
sAdjData.uiAdjFreMode | 0x1
sAdjData.uiAdjShimMode | 0x2
sAdjData.uiAdjWatSupMode | 0x1
sAdjData.uiAdjRFMapMode | 0x1
sAdjData.uiAdjMDSMode | 0x1
sAdjData.uiAdjTableTolerance | 0x1
sAdjData.uiAdjFreProtRelated | 0x1
sAdjData.sAdjVolume.sPosition.dSag | -49.8126
sAdjData.sAdjVolume.sPosition.dCor | 14.3521
sAdjData.sAdjVolume.sNormal.dTra | 1
sAdjData.sAdjVolume.dThickness | 5
sAdjData.sAdjVolume.dPhaseFOV | 104
sAdjData.sAdjVolume.dReadoutFOV | 150
alTR[0] | 500000
alTI[0] | 2500000
lContrasts | 1
alTE[0] | 200000
acFlowComp[0] | 1
lCombinedEchoes | 1
sSliceArray.asSlice[0].sPosition.dSag | -49.8126
sSliceArray.asSlice[0].sPosition.dCor | 14.3521
sSliceArray.asSlice[0].sNormal.dTra | 1
sSliceArray.asSlice[0].dThickness | 5
sSliceArray.asSlice[0].dPhaseFOV | 103.125
sSliceArray.asSlice[0].dReadoutFOV | 150
sSliceArray.lSize | 1
sSliceArray.lConc | 1
sSliceArray.ucMode | 0x4
sSliceArray.sTSat.dThickness | 50
sGroupArray.asGroup[0].nSize | 1
sGroupArray.asGroup[0].dDistFact | 0.5
sGroupArray.anMember[1] | -1
sGroupArray.lSize | 1
sGroupArray.sPSat.dThickness | 50
sGroupArray.sPSat.dGap | 10
sAutoAlign.dAAMatrix[0] | 1
sAutoAlign.dAAMatrix[5] | 1
sAutoAlign.dAAMatrix[10] | 1
sAutoAlign.dAAMatrix[15] | 1
sNavigatorPara.lBreathHoldMeas | 1
sNavigatorPara.lRespComp | 4
sNavigatorPara.alFree[22] | 2
sNavigatorPara.adFree[13] | 150000
sBladePara.dBladeCoverage | 100
sBladePara.ucMotionCorr | 0x2
sPrepPulses.ucFatSat | 0x1
sPrepPulses.ucWaterSat | 0x4
sPrepPulses.ucInversion | 0x4
sPrepPulses.ucSatRecovery | 0x1
sPrepPulses.ucT2Prep | 0x1
sPrepPulses.ucTIScout | 0x1
sPrepPulses.ucFatSatMode | 0x2
sPrepPulses.dDarkBloodThickness | 200
sPrepPulses.dDarkBloodFlipAngle | 200
sPrepPulses.dT2PrepDuration | 40
sPrepPulses.dIRPulseThicknessFactor | 0.77
sKSpace.dPhaseResolution | 1
sKSpace.dSliceResolution | 1
sKSpace.dAngioDynCentralRegionA | 20
sKSpace.dAngioDynSamplingDensityB | 25
sKSpace.lBaseResolution | 128
sKSpace.lPhaseEncodingLines | 88
sKSpace.lPartitions | 64
sKSpace.lImagesPerSlab | 64
sKSpace.lRadialViews | 64
sKSpace.lRadialInterleavesPerImage | 2
sKSpace.lLinesPerShot | 1
sKSpace.unReordering | 0x1
sKSpace.dSeqPhasePartialFourierForSNR | 1
sKSpace.ucPhasePartialFourier | 0x4
sKSpace.ucSlicePartialFourier | 0x10
sKSpace.ucAveragingMode | 0x2
sKSpace.ucMultiSliceMode | 0x2
sKSpace.ucDimension | 0x2
sKSpace.ucTrajectory | 0x1
sKSpace.ucViewSharing | 0x1
sKSpace.ucAsymmetricEchoMode | 0x1
sKSpace.ucPOCS | 0x1
sFastImaging.lEPIFactor | 128
sFastImaging.lTurboFactor | 1
sFastImaging.lSliceTurboFactor | 1
sFastImaging.lSegments | 1
sFastImaging.ulEnableRFSpoiling | 0x1
sFastImaging.ucSegmentationMode | 0x1
sFastImaging.lShots | 1
sFastImaging.lEchoTrainDuration | 700
sPhysioImaging.lSignal1 | 1 | 1 = off
sPhysioImaging.lMethod1 | 1
sPhysioImaging.lSignal2 | 1
sPhysioImaging.lMethod2 | 1
sPhysioImaging.lPhases | 1
sPhysioImaging.lRetroGatedImages | 16
sPhysioImaging.sPhysioECG.lTriggerPulses | 1
sPhysioImaging.sPhysioECG.lTriggerWindow | 5
sPhysioImaging.sPhysioECG.lArrhythmiaDetection | 1
sPhysioImaging.sPhysioECG.lCardiacGateOnThreshold | 100000
sPhysioImaging.sPhysioECG.lCardiacGateOffThreshold | 700000
sPhysioImaging.sPhysioECG.lTriggerIntervals | 1
sPhysioImaging.sPhysioPulse.lTriggerPulses | 1
sPhysioImaging.sPhysioPulse.lTriggerWindow | 5
sPhysioImaging.sPhysioPulse.lArrhythmiaDetection | 1
sPhysioImaging.sPhysioPulse.lCardiacGateOnThreshold | 100000
sPhysioImaging.sPhysioPulse.lCardiacGateOffThreshold | 700000
sPhysioImaging.sPhysioPulse.lTriggerIntervals | 1
sPhysioImaging.sPhysioExt.lTriggerPulses | 1
sPhysioImaging.sPhysioExt.lTriggerWindow | 5
sPhysioImaging.sPhysioExt.lArrhythmiaDetection | 1
sPhysioImaging.sPhysioExt.lCardiacGateOnThreshold | 100000
sPhysioImaging.sPhysioExt.lCardiacGateOffThreshold | 700000
sPhysioImaging.sPhysioExt.lTriggerIntervals | 1
sPhysioImaging.sPhysioResp.lRespGateThreshold | 20
sPhysioImaging.sPhysioResp.lRespGatePhase | 2
sPhysioImaging.sPhysioResp.dGatingRatio | 0.3
sPhysioImaging.sPhysioNative.ucMode | 0x1
sPhysioImaging.sPhysioNative.ucFlowSenMode | 0x1
sSpecPara.lPhaseCyclingType | 1
sSpecPara.lPhaseEncodingType | 1
sSpecPara.lRFExcitationBandwidth | 1
sSpecPara.ucRemoveOversampling | 0x1
sSpecPara.lAutoRefScanNo | 1
sSpecPara.lDecouplingType | 1
sSpecPara.lNOEType | 1
sSpecPara.lExcitationType | 1
sSpecPara.lSpecAppl | 1
sSpecPara.lSpectralSuppression | 1
sDiffusion.lDiffWeightings | 1
sDiffusion.lNoiseLevel | 40
sDiffusion.lDiffDirections | 1
sDiffusion.ulMode | 0x10
sAngio.ucPCFlowMode | 0x2
sAngio.ucTOFInflow | 0x4
sAngio.lDynamicReconMode | 1
sAngio.lTemporalInterpolation | 1
sDistortionCorrFilter.ucMode | 0x1
sPat.lAccelFactPE | 1
sPat.lAccelFact3D | 1
sPat.ucPATMode | 0x1
sPat.ucRefScanMode | 0x1
sPat.ucTPatAverageAllFrames | 0x1
sMDS.ulMdsModeMask | 0x1
sMDS.ulMdsVariableResolution | 0x1
sMDS.lTableSpeedNumerator | 1
sMDS.lmdsLinesPerSegment | 15
sMDS.sMdsEndPosSBCS_mm.dTra | 600
sMDS.ulMdsReconMode | 0x1
sMDS.dMdsRangeExtension | 600
ucDisableChangeStoreImages | 0x1
ucAAMode | 0x1
ucAARegionMode | 1
ucAARefMode | 1
ucReconstructionMode | 0x1
ucOneSeriesForAllMeas | 0x1
ucPHAPSMode | 0x1
ucDixon | 0x1
ucDixonSaveOriginal | 0x1
lAverages | 1
dAveragesDouble | 1
adFlipAngleDegree[0] | 90
lScanTimeSec | 1
lTotalScanTimeSec | 1
dRefSNR | 609863.0858
dRefSNR_VOI | 609863.0858
tdefaultEVAProt | ""%SiemensEvaDefProt%\DTI\DTI.evp""
asCoilSelectMeas[0].tNucleus | ""1H""
asCoilSelectMeas[0].iUsedRFactor | 1
asCoilSelectMeas[0].asList[0].sCoilElementID.tCoilID | ""HeadMatrix""
asCoilSelectMeas[0].asList[0].sCoilElementID.lCoilCopy | 1
asCoilSelectMeas[0].asList[0].sCoilElementID.tElement | ""H3P""
asCoilSelectMeas[0].asList[0].lElementSelected | 1
asCoilSelectMeas[0].asList[0].lRxChannelConnected | 1
asCoilSelectMeas[0].asList[1].sCoilElementID.tCoilID | ""HeadMatrix""
asCoilSelectMeas[0].asList[1].sCoilElementID.lCoilCopy | 1
asCoilSelectMeas[0].asList[1].sCoilElementID.tElement | ""H4P""
asCoilSelectMeas[0].asList[1].lElementSelected | 1
asCoilSelectMeas[0].asList[1].lRxChannelConnected | 2
asCoilSelectMeas[0].asList[2].sCoilElementID.tCoilID | ""HeadMatrix""
asCoilSelectMeas[0].asList[2].sCoilElementID.lCoilCopy | 1
asCoilSelectMeas[0].asList[2].sCoilElementID.tElement | ""H1P""
asCoilSelectMeas[0].asList[2].lElementSelected | 1
asCoilSelectMeas[0].asList[2].lRxChannelConnected | 3
asCoilSelectMeas[0].asList[3].sCoilElementID.tCoilID | ""HeadMatrix""
asCoilSelectMeas[0].asList[3].sCoilElementID.lCoilCopy | 1
asCoilSelectMeas[0].asList[3].sCoilElementID.tElement | ""H2P""
asCoilSelectMeas[0].asList[3].lElementSelected | 1
asCoilSelectMeas[0].asList[3].lRxChannelConnected | 4
asCoilSelectMeas[0].sCOILPLUGS.aulPlugId[0] | 0xff
asCoilSelectMeas[0].sCOILPLUGS.aulPlugId[1] | 0xee
asCoilSelectMeas[0].sCOILPLUGS.aulPlugId[2] | 0xee
asCoilSelectMeas[0].sCOILPLUGS.aulPlugId[3] | 0xad
asCoilSelectMeas[0].sCOILPLUGS.aulPlugId[4] | 0xee
asCoilSelectMeas[0].sCOILPLUGS.aulPlugId[5] | 0xee
asCoilSelectMeas[0].sCOILPLUGS.aulPlugId[6] | 0x5d
asCoilSelectMeas[0].sCOILPLUGS.aulPlugId[7] | 0xb1
asCoilSelectMeas[0].sCOILPLUGS.aulPlugId[8] | 0xee
asCoilSelectMeas[0].sCOILPLUGS.aulPlugId[9] | 0xb2
asCoilSelectMeas[0].sCOILPLUGS.aulPlugId[10] | 0xee
asCoilSelectMeas[0].sCOILPLUGS.auiNmbrOfNibbles[0] | 0x2
asCoilSelectMeas[0].sCOILPLUGS.auiNmbrOfNibbles[1] | 0x2
asCoilSelectMeas[0].sCOILPLUGS.auiNmbrOfNibbles[2] | 0x2
asCoilSelectMeas[0].sCOILPLUGS.auiNmbrOfNibbles[3] | 0x2
asCoilSelectMeas[0].sCOILPLUGS.auiNmbrOfNibbles[4] | 0x2
asCoilSelectMeas[0].sCOILPLUGS.auiNmbrOfNibbles[5] | 0x2
asCoilSelectMeas[0].sCOILPLUGS.auiNmbrOfNibbles[6] | 0x2
asCoilSelectMeas[0].sCOILPLUGS.auiNmbrOfNibbles[7] | 0x2
asCoilSelectMeas[0].sCOILPLUGS.auiNmbrOfNibbles[8] | 0x2
asCoilSelectMeas[0].sCOILPLUGS.auiNmbrOfNibbles[9] | 0x2
asCoilSelectMeas[0].sCOILPLUGS.auiNmbrOfNibbles[10] | 0x2
asCoilSelectMeas[0].aFFT_SCALE[0].flFactor | 5.8691
asCoilSelectMeas[0].aFFT_SCALE[0].bValid | 1
asCoilSelectMeas[0].aFFT_SCALE[0].lRxChannel | 1
asCoilSelectMeas[0].aFFT_SCALE[1].flFactor | 5.7804
asCoilSelectMeas[0].aFFT_SCALE[1].bValid | 1
asCoilSelectMeas[0].aFFT_SCALE[1].lRxChannel | 2
asCoilSelectMeas[0].aFFT_SCALE[2].flFactor | 6.874
asCoilSelectMeas[0].aFFT_SCALE[2].bValid | 1
asCoilSelectMeas[0].aFFT_SCALE[2].lRxChannel | 3
asCoilSelectMeas[0].aFFT_SCALE[3].flFactor | 6.7116
asCoilSelectMeas[0].aFFT_SCALE[3].bValid | 1
asCoilSelectMeas[0].aFFT_SCALE[3].lRxChannel | 4
sEFISPEC.bEFIDataValid | 1
sWiPMemBlock.alFree[1] | 36440
sWiPMemBlock.alFree[2] | 30890
sWiPMemBlock.alFree[3] | 56010
sWiPMemBlock.alFree[4] | 11320
sWiPMemBlock.alFree[5] | 500
sWiPMemBlock.alFree[6] | 500
sWiPMemBlock.alFree[7] | 10000
sWiPMemBlock.alFree[10] | 14
sWiPMemBlock.alFree[11] | 4
sWiPMemBlock.alFree[12] | 7
sWiPMemBlock.alFree[13] | 3000
ucCineMode | 0x1
ucSequenceType | 0x4
ucCoilCombineMode | 0x1
ucFlipAngleMode | 0x1
lTOM | 1
lProtID | -87
ucReadOutMode | 0x1
ucBold3dPace | 0x1
ucForcePositioningOnNDIS | 0x1
ucInternalTablePosValid | 0x1
sParametricMapping.ucParametricMap | 0x1
sAsl.ulMode | 0x1
ucAutoAlignInit | 0x1
### ASCCONV END ###"

## pcmr
### ASCCONV BEGIN ###
ulVersion | 0x14b44b6
tSequenceFileName | ""%SiemensSeq%\fl_fq_retro""
tProtocolName | ""fl5+AF8-150+AF8-tp+AF8-retro+AF8-bh+AF8-iPAT+AEA-c""
tReferenceImage0 | ""1.3.12.2.1107.5.2.32.35352.2015020311054174296065311""
tReferenceImage1 | ""1.3.12.2.1107.5.2.32.35352.2015020310594320702064978""
tReferenceImage2 | ""1.3.12.2.1107.5.2.32.35352.2015020310593923406664974""
lScanRegionPosTra | 2
ucScanRegionPosValid | 0x1
ucTablePositioningMode | 0x4
sProtConsistencyInfo.tBaselineString | ""N4_VB17A_LATEST_20090307""
sProtConsistencyInfo.tSystemType | ""092""
sProtConsistencyInfo.flNominalB0 | 2.8936
sProtConsistencyInfo.flGMax | 26
sProtConsistencyInfo.flRiseTime | 5.88
sProtConsistencyInfo.lMaximumNofRxReceiverChannels | 32
sGRADSPEC.sEddyCompensationX.aflAmplitude[0] | 0.0040642
sGRADSPEC.sEddyCompensationX.aflAmplitude[1] | 0.003128
sGRADSPEC.sEddyCompensationX.aflAmplitude[2] | -0.0038426
sGRADSPEC.sEddyCompensationX.aflAmplitude[3] | 0.0012673
sGRADSPEC.sEddyCompensationX.aflAmplitude[4] | 0.0016236
sGRADSPEC.sEddyCompensationX.aflTimeConstant[0] | 1.094
sGRADSPEC.sEddyCompensationX.aflTimeConstant[1] | 0.039067
sGRADSPEC.sEddyCompensationX.aflTimeConstant[2] | 0.029453
sGRADSPEC.sEddyCompensationX.aflTimeConstant[3] | 0.012516
sGRADSPEC.sEddyCompensationX.aflTimeConstant[4] | 0.00049922
sGRADSPEC.sEddyCompensationY.aflAmplitude[0] | 0.0013749
sGRADSPEC.sEddyCompensationY.aflAmplitude[1] | -0.0011641
sGRADSPEC.sEddyCompensationY.aflAmplitude[2] | -7.8133e-05
sGRADSPEC.sEddyCompensationY.aflAmplitude[3] | 9.6262e-05
sGRADSPEC.sEddyCompensationY.aflAmplitude[4] | 0.0010687
sGRADSPEC.sEddyCompensationY.aflTimeConstant[0] | 1.1753
sGRADSPEC.sEddyCompensationY.aflTimeConstant[1] | 0.64067
sGRADSPEC.sEddyCompensationY.aflTimeConstant[2] | 0.32505
sGRADSPEC.sEddyCompensationY.aflTimeConstant[3] | 0.010946
sGRADSPEC.sEddyCompensationY.aflTimeConstant[4] | 0.00049951
sGRADSPEC.sEddyCompensationZ.aflAmplitude[0] | 0.0026639
sGRADSPEC.sEddyCompensationZ.aflAmplitude[1] | 0.0069081
sGRADSPEC.sEddyCompensationZ.aflAmplitude[2] | 0.0006539
sGRADSPEC.sEddyCompensationZ.aflAmplitude[3] | 0.001244
sGRADSPEC.sEddyCompensationZ.aflAmplitude[4] | -0.0016018
sGRADSPEC.sEddyCompensationZ.aflTimeConstant[0] | 3.1948
sGRADSPEC.sEddyCompensationZ.aflTimeConstant[1] | 0.83188
sGRADSPEC.sEddyCompensationZ.aflTimeConstant[2] | 0.10383
sGRADSPEC.sEddyCompensationZ.aflTimeConstant[3] | 0.0022776
sGRADSPEC.sEddyCompensationZ.aflTimeConstant[4] | 0.0012618
sGRADSPEC.bEddyCompensationValid | 1
sGRADSPEC.sB0CompensationX.aflAmplitude[0] | 0.08565
sGRADSPEC.sB0CompensationX.aflAmplitude[1] | 0.037509
sGRADSPEC.sB0CompensationX.aflAmplitude[2] | 0.0035592
sGRADSPEC.sB0CompensationX.aflTimeConstant[0] | 0.56782
sGRADSPEC.sB0CompensationX.aflTimeConstant[1] | 0.10945
sGRADSPEC.sB0CompensationX.aflTimeConstant[2] | 0.0019999
sGRADSPEC.sB0CompensationY.aflAmplitude[0] | 0.049142
sGRADSPEC.sB0CompensationY.aflAmplitude[1] | -0.033791
sGRADSPEC.sB0CompensationY.aflAmplitude[2] | -0.0059495
sGRADSPEC.sB0CompensationY.aflTimeConstant[0] | 0.72667
sGRADSPEC.sB0CompensationY.aflTimeConstant[1] | 0.25713
sGRADSPEC.sB0CompensationY.aflTimeConstant[2] | 0.0014778
sGRADSPEC.sB0CompensationZ.aflAmplitude[0] | -0.026122
sGRADSPEC.sB0CompensationZ.aflAmplitude[1] | -0.0040008
sGRADSPEC.sB0CompensationZ.aflAmplitude[2] | -0.022857
sGRADSPEC.sB0CompensationZ.aflTimeConstant[0] | 2
sGRADSPEC.sB0CompensationZ.aflTimeConstant[1] | 0.25288
sGRADSPEC.sB0CompensationZ.aflTimeConstant[2] | 0.00068707
sGRADSPEC.bB0CompensationValid | 1
sGRADSPEC.sCrossTermCompensationXY.aflAmplitude[0] | -0.0005548
sGRADSPEC.sCrossTermCompensationXY.aflTimeConstant[0] | 0.58468
sGRADSPEC.sCrossTermCompensationXZ.aflAmplitude[0] | 0.00076161
sGRADSPEC.sCrossTermCompensationXZ.aflTimeConstant[0] | 0.42717
sGRADSPEC.sCrossTermCompensationYX.aflAmplitude[0] | -0.0009794
sGRADSPEC.sCrossTermCompensationYX.aflTimeConstant[0] | 0.57696
sGRADSPEC.sCrossTermCompensationYZ.aflAmplitude[0] | -0.00085614
sGRADSPEC.sCrossTermCompensationYZ.aflTimeConstant[0] | 0.38324
sGRADSPEC.sCrossTermCompensationZX.aflAmplitude[0] | 0.00060283
sGRADSPEC.sCrossTermCompensationZX.aflTimeConstant[0] | 0.51333
sGRADSPEC.sCrossTermCompensationZY.aflAmplitude[0] | 0.00010113
sGRADSPEC.sCrossTermCompensationZY.aflTimeConstant[0] | 0.53788
sGRADSPEC.bCrossTermCompensationValid | 1
sGRADSPEC.lOffsetX | 2092
sGRADSPEC.lOffsetY | 7921
sGRADSPEC.lOffsetZ | 9081
sGRADSPEC.bOffsetValid | 1
sGRADSPEC.lDelayX | 12
sGRADSPEC.lDelayY | 13
sGRADSPEC.lDelayZ | 9
sGRADSPEC.bDelayValid | 1
sGRADSPEC.flSensitivityX | 7.8631e-05
sGRADSPEC.flSensitivityY | 7.8688e-05
sGRADSPEC.flSensitivityZ | 9.0752e-05
sGRADSPEC.bSensitivityValid | 1
sGRADSPEC.alShimCurrent[0] | -175
sGRADSPEC.alShimCurrent[1] | -23
sGRADSPEC.alShimCurrent[2] | -26
sGRADSPEC.alShimCurrent[3] | 116
sGRADSPEC.alShimCurrent[4] | 103
sGRADSPEC.bShimCurrentValid | 1
sGRADSPEC.ucMode | 0x1
sTXSPEC.asNucleusInfo[0].tNucleus | ""1H""
sTXSPEC.asNucleusInfo[0].lFrequency | 123218228
sTXSPEC.asNucleusInfo[0].bFrequencyValid | 1
sTXSPEC.asNucleusInfo[0].flReferenceAmplitude | 239.285
sTXSPEC.asNucleusInfo[0].bReferenceAmplitudeValid | 1
sTXSPEC.asNucleusInfo[0].flAmplitudeCorrection | 1
sTXSPEC.asNucleusInfo[0].bAmplitudeCorrectionValid | 1
sTXSPEC.asNucleusInfo[0].bRFPAIndexValid | 1
sTXSPEC.asNucleusInfo[1].bFrequencyValid | 1
sTXSPEC.asNucleusInfo[1].bReferenceAmplitudeValid | 1
sTXSPEC.asNucleusInfo[1].flAmplitudeCorrection | 1
sTXSPEC.asNucleusInfo[1].bAmplitudeCorrectionValid | 1
sTXSPEC.asNucleusInfo[1].lRFPAIndex | -1
sTXSPEC.asNucleusInfo[1].bRFPAIndexValid | 1
sTXSPEC.aRFPULSE[0].tName | ""05GreFCE""
sTXSPEC.aRFPULSE[0].bAmplitudeValid | 0x1
sTXSPEC.aRFPULSE[0].flAmplitude | 135.894
sTXSPEC.aRFPULSE[1].tName | ""04GreFCE""
sTXSPEC.aRFPULSE[1].bAmplitudeValid | 0x1
sTXSPEC.aRFPULSE[1].flAmplitude | 135.894
sTXSPEC.aRFPULSE[2].tName | ""03GreFCE""
sTXSPEC.aRFPULSE[2].bAmplitudeValid | 0x1
sTXSPEC.aRFPULSE[2].flAmplitude | 135.894
sTXSPEC.aRFPULSE[3].tName | ""02GreFCE""
sTXSPEC.aRFPULSE[3].bAmplitudeValid | 0x1
sTXSPEC.aRFPULSE[3].flAmplitude | 135.894
sTXSPEC.aRFPULSE[4].tName | ""01GreFCE""
sTXSPEC.aRFPULSE[4].bAmplitudeValid | 0x1
sTXSPEC.aRFPULSE[4].flAmplitude | 135.894
sTXSPEC.lNoOfTraPulses | 5
sTXSPEC.lBCExcitationMode | 1
sTXSPEC.lBCSeqExcitationMode | 4
sTXSPEC.flKDynMagnitudeMin | 0.5
sTXSPEC.flKDynMagnitudeMax | 1.5
sTXSPEC.flKDynMagnitudeClipLow | 1
sTXSPEC.flKDynMagnitudeClipHigh | 1
sTXSPEC.flKDynPhaseMax | 0.69813
sTXSPEC.flKDynPhaseClip | 0.17453
sTXSPEC.bKDynValid | 1
sTXSPEC.ucRFPulseType | 0x1
sTXSPEC.ucExcitMode | 0x1
sTXSPEC.ucSimultaneousExcitation | 0x1
sTXSPEC.ucBCExcitationModeValid | 0x1
sRXSPEC.lGain | 1
sRXSPEC.alDwellTime[0] | 4700
sAdjData.uiAdjFreMode | 0x1
sAdjData.uiAdjShimMode | 0x1
sAdjData.uiAdjWatSupMode | 0x1
sAdjData.uiAdjRFMapMode | 0x1
sAdjData.uiAdjMDSMode | 0x1
sAdjData.uiAdjTableTolerance | 0x2
sAdjData.uiAdjWithBC | 0x1
sAdjData.uiAdjProtID | 0x2a
sAdjData.sAdjVolume.sNormal.dTra | 1
sAdjData.sAdjVolume.dThickness | 350
sAdjData.sAdjVolume.dPhaseFOV | 263
sAdjData.sAdjVolume.dReadoutFOV | 350
ucEnableNoiseAdjust | 0x1
alTR[0] | 50200
lContrasts | 1
alTE[0] | 2250
acFlowComp[0] | 1
lCombinedEchoes | 1
sSliceArray.asSlice[0].sPosition.dSag | 1.1541
sSliceArray.asSlice[0].sPosition.dCor | -6.7956
sSliceArray.asSlice[0].sPosition.dTra | 0.42131
sSliceArray.asSlice[0].sNormal.dTra | 1
sSliceArray.asSlice[0].dThickness | 5.5
sSliceArray.asSlice[0].dPhaseFOV | 220
sSliceArray.asSlice[0].dReadoutFOV | 320
sSliceArray.lSize | 1
sSliceArray.lConc | 1
sSliceArray.ucMode | 0x1
sSliceArray.sTSat.dThickness | 40
sSliceArray.sTSat.dGap | 10
sGroupArray.asGroup[0].nSize | 1
sGroupArray.asGroup[0].dDistFact | 0.2
sGroupArray.anMember[1] | -1
sGroupArray.lSize | 1
sGroupArray.sPSat.dThickness | 50
sGroupArray.sPSat.dGap | 10
sAutoAlign.dAAMatrix[0] | 1
sAutoAlign.dAAMatrix[5] | 1
sAutoAlign.dAAMatrix[10] | 1
sAutoAlign.dAAMatrix[15] | 1
sNavigatorPara.lBreathHoldMeas | 1
sNavigatorPara.lRespComp | 4
sBladePara.dBladeCoverage | 100
sBladePara.ucMotionCorr | 0x2
sPrepPulses.ucFatSat | 0x4
sPrepPulses.ucWaterSat | 0x4
sPrepPulses.ucInversion | 0x4
sPrepPulses.ucSatRecovery | 0x1
sPrepPulses.ucT2Prep | 0x1
sPrepPulses.ucTIScout | 0x1
sPrepPulses.ucFatSatMode | 0x2
sPrepPulses.dDarkBloodThickness | 200
sPrepPulses.dDarkBloodFlipAngle | 200
sPrepPulses.dT2PrepDuration | 40
sPrepPulses.dIRPulseThicknessFactor | 0.77
sKSpace.dPhaseResolution | 1
sKSpace.dSliceResolution | 1
sKSpace.dAngioDynCentralRegionA | 20
sKSpace.dAngioDynSamplingDensityB | 25
sKSpace.lBaseResolution | 192
sKSpace.lPhaseEncodingLines | 135
sKSpace.lPartitions | 32
sKSpace.lImagesPerSlab | 32
sKSpace.lRadialViews | 64
sKSpace.lRadialInterleavesPerImage | 2
sKSpace.lLinesPerShot | 1
sKSpace.unReordering | 0x1
sKSpace.dSeqPhasePartialFourierForSNR | 1
sKSpace.ucPhasePartialFourier | 0x10
sKSpace.ucSlicePartialFourier | 0x10
sKSpace.ucAveragingMode | 0x2
sKSpace.ucMultiSliceMode | 0x1
sKSpace.ucDimension | 0x2
sKSpace.ucAsymmetricEchoAllowed | 0x1
sKSpace.ucTrajectory | 0x1
sKSpace.ucViewSharing | 0x1
sKSpace.ucAsymmetricEchoMode | 0x2
sKSpace.ucPOCS | 0x1
sFastImaging.lEPIFactor | 1
sFastImaging.lTurboFactor | 1
sFastImaging.lSliceTurboFactor | 1
sFastImaging.lSegments | 5
sFastImaging.ulEnableRFSpoiling | 0x1
sFastImaging.ucSegmentationMode | 0x1
sFastImaging.lShots | 1
sFastImaging.lEchoTrainDuration | 700
sPhysioImaging.lSignal1 | 2
sPhysioImaging.lMethod1 | 8
sPhysioImaging.lSignal2 | 1
sPhysioImaging.lMethod2 | 1
sPhysioImaging.lPhases | 60
sPhysioImaging.lRetroGatedImages | 20
sPhysioImaging.sPhysioECG.lScanWindow | 1000
sPhysioImaging.sPhysioECG.lTriggerPulses | 1
sPhysioImaging.sPhysioECG.lTriggerWindow | 200
sPhysioImaging.sPhysioECG.lArrhythmiaDetection | 1
sPhysioImaging.sPhysioECG.lCardiacGateOnThreshold | 100000
sPhysioImaging.sPhysioECG.lCardiacGateOffThreshold | 700000
sPhysioImaging.sPhysioECG.lTriggerIntervals | 1
sPhysioImaging.sPhysioPulse.lTriggerPulses | 1
sPhysioImaging.sPhysioPulse.lTriggerWindow | 100
sPhysioImaging.sPhysioPulse.lArrhythmiaDetection | 1
sPhysioImaging.sPhysioPulse.lCardiacGateOnThreshold | 100000
sPhysioImaging.sPhysioPulse.lCardiacGateOffThreshold | 700000
sPhysioImaging.sPhysioPulse.lTriggerIntervals | 1
sPhysioImaging.sPhysioExt.lTriggerPulses | 1
sPhysioImaging.sPhysioExt.lTriggerWindow | 100
sPhysioImaging.sPhysioExt.lArrhythmiaDetection | 1
sPhysioImaging.sPhysioExt.lCardiacGateOnThreshold | 100000
sPhysioImaging.sPhysioExt.lCardiacGateOffThreshold | 700000
sPhysioImaging.sPhysioExt.lTriggerIntervals | 1
sPhysioImaging.sPhysioResp.lRespGateThreshold | 20
sPhysioImaging.sPhysioResp.lRespGatePhase | 2
sPhysioImaging.sPhysioResp.dGatingRatio | 0.3
sPhysioImaging.sPhysioNative.ucMode | 0x1
sPhysioImaging.sPhysioNative.ucFlowSenMode | 0x1
sSpecPara.lPhaseCyclingType | 1
sSpecPara.lPhaseEncodingType | 1
sSpecPara.lRFExcitationBandwidth | 1
sSpecPara.sVoI.sPosition.dTra | -2
sSpecPara.ucRemoveOversampling | 0x1
sSpecPara.lAutoRefScanNo | 1
sSpecPara.lDecouplingType | 1
sSpecPara.lNOEType | 1
sSpecPara.lExcitationType | 1
sSpecPara.lSpecAppl | 1
sSpecPara.lSpectralSuppression | 1
sDiffusion.ulMode | 0x1
sAngio.sFlowArray.asElm[0].nVelocity | 100 | FlowArray exists if is FLOW
sAngio.sFlowArray.asElm[0].nDir | 0x4
sAngio.sFlowArray.lSize | 1
sAngio.ucPCFlowMode | 0x2
sAngio.ucTOFInflow | 0x4
sAngio.ucRephasedImage | 0x1
sAngio.ucPhaseImage | 0x1
sAngio.lDynamicReconMode | 1
sAngio.lTemporalInterpolation | 1
sDistortionCorrFilter.ucMode | 0x2
sPat.lAccelFactPE | 2
sPat.lAccelFact3D | 1
sPat.lRefLinesPE | 24
sPat.ucPATMode | 0x2
sPat.ucRefScanMode | 0x2
sPat.ucTPatAverageAllFrames | 0x1
sMDS.ulMdsModeMask | 0x1
sMDS.ulMdsVariableResolution | 0x1
sMDS.lTableSpeedNumerator | 1
sMDS.lmdsLinesPerSegment | 15
sMDS.sMdsEndPosSBCS_mm.dTra | 600
sMDS.ulMdsReconMode | 0x1
sMDS.dMdsRangeExtension | 600
ucDisableChangeStoreImages | 0x1
ucAAMode | 0x1
ucAARegionMode | 1
ucAARefMode | 1
ucReconstructionMode | 0x1
ucOneSeriesForAllMeas | 0x1
ucPHAPSMode | 0x1
ucDixon | 0x1
ucDixonSaveOriginal | 0x1
ucWaitForPrepareCompletion | 0x1
lAverages | 1
dAveragesDouble | 1
adFlipAngleDegree[0] | 25
lScanTimeSec | 7
lTotalScanTimeSec | 17
dRefSNR | 119237.1586
dRefSNR_VOI | 116587.444
tdefaultEVAProt | ""%SiemensEvaDefProt%\Inline\Inline.evp""
asCoilSelectMeas[0].tNucleus | ""1H""
asCoilSelectMeas[0].iUsedRFactor | 3
asCoilSelectMeas[0].asList[0].sCoilElementID.tCoilID | ""HeadMatrix""
asCoilSelectMeas[0].asList[0].sCoilElementID.lCoilCopy | 1
asCoilSelectMeas[0].asList[0].sCoilElementID.tElement | ""H3P""
asCoilSelectMeas[0].asList[0].lElementSelected | 1
asCoilSelectMeas[0].asList[0].lRxChannelConnected | 1
asCoilSelectMeas[0].asList[1].sCoilElementID.tCoilID | ""HeadMatrix""
asCoilSelectMeas[0].asList[1].sCoilElementID.lCoilCopy | 1
asCoilSelectMeas[0].asList[1].sCoilElementID.tElement | ""H4P""
asCoilSelectMeas[0].asList[1].lElementSelected | 1
asCoilSelectMeas[0].asList[1].lRxChannelConnected | 2
asCoilSelectMeas[0].asList[2].sCoilElementID.tCoilID | ""HeadMatrix""
asCoilSelectMeas[0].asList[2].sCoilElementID.lCoilCopy | 1
asCoilSelectMeas[0].asList[2].sCoilElementID.tElement | ""H4S""
asCoilSelectMeas[0].asList[2].lElementSelected | 1
asCoilSelectMeas[0].asList[2].lRxChannelConnected | 3
asCoilSelectMeas[0].asList[3].sCoilElementID.tCoilID | ""HeadMatrix""
asCoilSelectMeas[0].asList[3].sCoilElementID.lCoilCopy | 1
asCoilSelectMeas[0].asList[3].sCoilElementID.tElement | ""H4T""
asCoilSelectMeas[0].asList[3].lElementSelected | 1
asCoilSelectMeas[0].asList[3].lRxChannelConnected | 4
asCoilSelectMeas[0].asList[4].sCoilElementID.tCoilID | ""HeadMatrix""
asCoilSelectMeas[0].asList[4].sCoilElementID.lCoilCopy | 1
asCoilSelectMeas[0].asList[4].sCoilElementID.tElement | ""H3S""
asCoilSelectMeas[0].asList[4].lElementSelected | 1
asCoilSelectMeas[0].asList[4].lRxChannelConnected | 5
asCoilSelectMeas[0].asList[5].sCoilElementID.tCoilID | ""HeadMatrix""
asCoilSelectMeas[0].asList[5].sCoilElementID.lCoilCopy | 1
asCoilSelectMeas[0].asList[5].sCoilElementID.tElement | ""H3T""
asCoilSelectMeas[0].asList[5].lElementSelected | 1
asCoilSelectMeas[0].asList[5].lRxChannelConnected | 6
asCoilSelectMeas[0].asList[6].sCoilElementID.tCoilID | ""HeadMatrix""
asCoilSelectMeas[0].asList[6].sCoilElementID.lCoilCopy | 1
asCoilSelectMeas[0].asList[6].sCoilElementID.tElement | ""H1P""
asCoilSelectMeas[0].asList[6].lElementSelected | 1
asCoilSelectMeas[0].asList[6].lRxChannelConnected | 7
asCoilSelectMeas[0].asList[7].sCoilElementID.tCoilID | ""HeadMatrix""
asCoilSelectMeas[0].asList[7].sCoilElementID.lCoilCopy | 1
asCoilSelectMeas[0].asList[7].sCoilElementID.tElement | ""H2P""
asCoilSelectMeas[0].asList[7].lElementSelected | 1
asCoilSelectMeas[0].asList[7].lRxChannelConnected | 8
asCoilSelectMeas[0].asList[8].sCoilElementID.tCoilID | ""HeadMatrix""
asCoilSelectMeas[0].asList[8].sCoilElementID.lCoilCopy | 1
asCoilSelectMeas[0].asList[8].sCoilElementID.tElement | ""H2S""
asCoilSelectMeas[0].asList[8].lElementSelected | 1
asCoilSelectMeas[0].asList[8].lRxChannelConnected | 9
asCoilSelectMeas[0].asList[9].sCoilElementID.tCoilID | ""HeadMatrix""
asCoilSelectMeas[0].asList[9].sCoilElementID.lCoilCopy | 1
asCoilSelectMeas[0].asList[9].sCoilElementID.tElement | ""H2T""
asCoilSelectMeas[0].asList[9].lElementSelected | 1
asCoilSelectMeas[0].asList[9].lRxChannelConnected | 10
asCoilSelectMeas[0].asList[10].sCoilElementID.tCoilID | ""HeadMatrix""
asCoilSelectMeas[0].asList[10].sCoilElementID.lCoilCopy | 1
asCoilSelectMeas[0].asList[10].sCoilElementID.tElement | ""H1S""
asCoilSelectMeas[0].asList[10].lElementSelected | 1
asCoilSelectMeas[0].asList[10].lRxChannelConnected | 11
asCoilSelectMeas[0].asList[11].sCoilElementID.tCoilID | ""HeadMatrix""
asCoilSelectMeas[0].asList[11].sCoilElementID.lCoilCopy | 1
asCoilSelectMeas[0].asList[11].sCoilElementID.tElement | ""H1T""
asCoilSelectMeas[0].asList[11].lElementSelected | 1
asCoilSelectMeas[0].asList[11].lRxChannelConnected | 12
asCoilSelectMeas[0].sCOILPLUGS.aulPlugId[0] | 0xff
asCoilSelectMeas[0].sCOILPLUGS.aulPlugId[1] | 0xee
asCoilSelectMeas[0].sCOILPLUGS.aulPlugId[2] | 0xee
asCoilSelectMeas[0].sCOILPLUGS.aulPlugId[3] | 0xad
asCoilSelectMeas[0].sCOILPLUGS.aulPlugId[4] | 0xee
asCoilSelectMeas[0].sCOILPLUGS.aulPlugId[5] | 0xee
asCoilSelectMeas[0].sCOILPLUGS.aulPlugId[6] | 0x5d
asCoilSelectMeas[0].sCOILPLUGS.aulPlugId[7] | 0xb1
asCoilSelectMeas[0].sCOILPLUGS.aulPlugId[8] | 0xee
asCoilSelectMeas[0].sCOILPLUGS.aulPlugId[9] | 0xb2
asCoilSelectMeas[0].sCOILPLUGS.aulPlugId[10] | 0xee
asCoilSelectMeas[0].sCOILPLUGS.auiNmbrOfNibbles[0] | 0x2
asCoilSelectMeas[0].sCOILPLUGS.auiNmbrOfNibbles[1] | 0x2
asCoilSelectMeas[0].sCOILPLUGS.auiNmbrOfNibbles[2] | 0x2
asCoilSelectMeas[0].sCOILPLUGS.auiNmbrOfNibbles[3] | 0x2
asCoilSelectMeas[0].sCOILPLUGS.auiNmbrOfNibbles[4] | 0x2
asCoilSelectMeas[0].sCOILPLUGS.auiNmbrOfNibbles[5] | 0x2
asCoilSelectMeas[0].sCOILPLUGS.auiNmbrOfNibbles[6] | 0x2
asCoilSelectMeas[0].sCOILPLUGS.auiNmbrOfNibbles[7] | 0x2
asCoilSelectMeas[0].sCOILPLUGS.auiNmbrOfNibbles[8] | 0x2
asCoilSelectMeas[0].sCOILPLUGS.auiNmbrOfNibbles[9] | 0x2
asCoilSelectMeas[0].sCOILPLUGS.auiNmbrOfNibbles[10] | 0x2
asCoilSelectMeas[0].aFFT_SCALE[0].flFactor | 1.1463
asCoilSelectMeas[0].aFFT_SCALE[0].bValid | 1
asCoilSelectMeas[0].aFFT_SCALE[0].lRxChannel | 1
asCoilSelectMeas[0].aFFT_SCALE[1].flFactor | 1.129
asCoilSelectMeas[0].aFFT_SCALE[1].bValid | 1
asCoilSelectMeas[0].aFFT_SCALE[1].lRxChannel | 2
asCoilSelectMeas[0].aFFT_SCALE[2].flFactor | 1.1601
asCoilSelectMeas[0].aFFT_SCALE[2].bValid | 1
asCoilSelectMeas[0].aFFT_SCALE[2].lRxChannel | 3
asCoilSelectMeas[0].aFFT_SCALE[3].flFactor | 1.1524
asCoilSelectMeas[0].aFFT_SCALE[3].bValid | 1
asCoilSelectMeas[0].aFFT_SCALE[3].lRxChannel | 4
asCoilSelectMeas[0].aFFT_SCALE[4].flFactor | 1.1344
asCoilSelectMeas[0].aFFT_SCALE[4].bValid | 1
asCoilSelectMeas[0].aFFT_SCALE[4].lRxChannel | 5
asCoilSelectMeas[0].aFFT_SCALE[5].flFactor | 1.143
asCoilSelectMeas[0].aFFT_SCALE[5].bValid | 1
asCoilSelectMeas[0].aFFT_SCALE[5].lRxChannel | 6
asCoilSelectMeas[0].aFFT_SCALE[6].flFactor | 1.299
asCoilSelectMeas[0].aFFT_SCALE[6].bValid | 1
asCoilSelectMeas[0].aFFT_SCALE[6].lRxChannel | 7
asCoilSelectMeas[0].aFFT_SCALE[7].flFactor | 1.2744
asCoilSelectMeas[0].aFFT_SCALE[7].bValid | 1
asCoilSelectMeas[0].aFFT_SCALE[7].lRxChannel | 8
asCoilSelectMeas[0].aFFT_SCALE[8].flFactor | 1.307
asCoilSelectMeas[0].aFFT_SCALE[8].bValid | 1
asCoilSelectMeas[0].aFFT_SCALE[8].lRxChannel | 9
asCoilSelectMeas[0].aFFT_SCALE[9].flFactor | 1.3295
asCoilSelectMeas[0].aFFT_SCALE[9].bValid | 1
asCoilSelectMeas[0].aFFT_SCALE[9].lRxChannel | 10
asCoilSelectMeas[0].aFFT_SCALE[10].flFactor | 1.347
asCoilSelectMeas[0].aFFT_SCALE[10].bValid | 1
asCoilSelectMeas[0].aFFT_SCALE[10].lRxChannel | 11
asCoilSelectMeas[0].aFFT_SCALE[11].flFactor | 1.3503
asCoilSelectMeas[0].aFFT_SCALE[11].bValid | 1
asCoilSelectMeas[0].aFFT_SCALE[11].lRxChannel | 12
sEFISPEC.bEFIDataValid | 1
sWiPMemBlock.alFree[1] | 999
sWiPMemBlock.alFree[2] | 3
sWiPMemBlock.alFree[3] | 1
sWiPMemBlock.alFree[4] | 1
sWiPMemBlock.alFree[5] | 2
sWiPMemBlock.alFree[7] | 100
sWiPMemBlock.alFree[8] | 400
sWiPMemBlock.alFree[9] | 2000
sWiPMemBlock.alFree[11] | 1
sWiPMemBlock.alFree[12] | 1
sWiPMemBlock.alFree[13] | 2
sWiPMemBlock.alFree[14] | 1
sWiPMemBlock.alFree[18] | 90
sWiPMemBlock.alFree[19] | 1
sWiPMemBlock.alFree[20] | 4
sWiPMemBlock.adFree[10] | 180
ucCineMode | 0x1
ucCoilCombineMode | 0x1
ucFlipAngleMode | 0x1
lTOM | 1
lProtID | -168
ucReadOutMode | 0x1
ucBold3dPace | 0x1
ucForcePositioningOnNDIS | 0x1
ucInternalTablePosValid | 0x1
sParametricMapping.ucParametricMap | 0x1
sAsl.ulMode | 0x1
WaitForUserStart | 0x1
ucAutoAlignInit

## localizer
### ASCCONV BEGIN ###
ulVersion | 0x14b44b6
tSequenceFileName | ""%SiemensSeq%\CV""
tProtocolName | ""tfl+AF8-loc+AF8-multi+AF8-iPAT""
ucTablePositioningMode | 0x2
sProtConsistencyInfo.tBaselineString | ""N4_VB17A_LATEST_20090307""
sProtConsistencyInfo.tSystemType | ""092""
sProtConsistencyInfo.flNominalB0 | 2.8936
sProtConsistencyInfo.flGMax | 26
sProtConsistencyInfo.flRiseTime | 5.88
sProtConsistencyInfo.lMaximumNofRxReceiverChannels | 32
sGRADSPEC.sEddyCompensationX.aflAmplitude[0] | 0.0040642
sGRADSPEC.sEddyCompensationX.aflAmplitude[1] | 0.003128
sGRADSPEC.sEddyCompensationX.aflAmplitude[2] | -0.0038426
sGRADSPEC.sEddyCompensationX.aflAmplitude[3] | 0.0012673
sGRADSPEC.sEddyCompensationX.aflAmplitude[4] | 0.0016236
sGRADSPEC.sEddyCompensationX.aflTimeConstant[0] | 1.094
sGRADSPEC.sEddyCompensationX.aflTimeConstant[1] | 0.039067
sGRADSPEC.sEddyCompensationX.aflTimeConstant[2] | 0.029453
sGRADSPEC.sEddyCompensationX.aflTimeConstant[3] | 0.012516
sGRADSPEC.sEddyCompensationX.aflTimeConstant[4] | 0.00049922
sGRADSPEC.sEddyCompensationY.aflAmplitude[0] | 0.0013749
sGRADSPEC.sEddyCompensationY.aflAmplitude[1] | -0.0011641
sGRADSPEC.sEddyCompensationY.aflAmplitude[2] | -7.8133e-05
sGRADSPEC.sEddyCompensationY.aflAmplitude[3] | 9.6262e-05
sGRADSPEC.sEddyCompensationY.aflAmplitude[4] | 0.0010687
sGRADSPEC.sEddyCompensationY.aflTimeConstant[0] | 1.1753
sGRADSPEC.sEddyCompensationY.aflTimeConstant[1] | 0.64067
sGRADSPEC.sEddyCompensationY.aflTimeConstant[2] | 0.32505
sGRADSPEC.sEddyCompensationY.aflTimeConstant[3] | 0.010946
sGRADSPEC.sEddyCompensationY.aflTimeConstant[4] | 0.00049951
sGRADSPEC.sEddyCompensationZ.aflAmplitude[0] | 0.0026639
sGRADSPEC.sEddyCompensationZ.aflAmplitude[1] | 0.0069081
sGRADSPEC.sEddyCompensationZ.aflAmplitude[2] | 0.0006539
sGRADSPEC.sEddyCompensationZ.aflAmplitude[3] | 0.001244
sGRADSPEC.sEddyCompensationZ.aflAmplitude[4] | -0.0016018
sGRADSPEC.sEddyCompensationZ.aflTimeConstant[0] | 3.1948
sGRADSPEC.sEddyCompensationZ.aflTimeConstant[1] | 0.83188
sGRADSPEC.sEddyCompensationZ.aflTimeConstant[2] | 0.10383
sGRADSPEC.sEddyCompensationZ.aflTimeConstant[3] | 0.0022776
sGRADSPEC.sEddyCompensationZ.aflTimeConstant[4] | 0.0012618
sGRADSPEC.bEddyCompensationValid | 1
sGRADSPEC.sB0CompensationX.aflAmplitude[0] | 0.08565
sGRADSPEC.sB0CompensationX.aflAmplitude[1] | 0.037509
sGRADSPEC.sB0CompensationX.aflAmplitude[2] | 0.0035592
sGRADSPEC.sB0CompensationX.aflTimeConstant[0] | 0.56782
sGRADSPEC.sB0CompensationX.aflTimeConstant[1] | 0.10945
sGRADSPEC.sB0CompensationX.aflTimeConstant[2] | 0.0019999
sGRADSPEC.sB0CompensationY.aflAmplitude[0] | 0.049142
sGRADSPEC.sB0CompensationY.aflAmplitude[1] | -0.033791
sGRADSPEC.sB0CompensationY.aflAmplitude[2] | -0.0059495
sGRADSPEC.sB0CompensationY.aflTimeConstant[0] | 0.72667
sGRADSPEC.sB0CompensationY.aflTimeConstant[1] | 0.25713
sGRADSPEC.sB0CompensationY.aflTimeConstant[2] | 0.0014778
sGRADSPEC.sB0CompensationZ.aflAmplitude[0] | -0.026122
sGRADSPEC.sB0CompensationZ.aflAmplitude[1] | -0.0040008
sGRADSPEC.sB0CompensationZ.aflAmplitude[2] | -0.022857
sGRADSPEC.sB0CompensationZ.aflTimeConstant[0] | 2
sGRADSPEC.sB0CompensationZ.aflTimeConstant[1] | 0.25288
sGRADSPEC.sB0CompensationZ.aflTimeConstant[2] | 0.00068707
sGRADSPEC.bB0CompensationValid | 1
sGRADSPEC.sCrossTermCompensationXY.aflAmplitude[0] | -0.0005548
sGRADSPEC.sCrossTermCompensationXY.aflTimeConstant[0] | 0.58468
sGRADSPEC.sCrossTermCompensationXZ.aflAmplitude[0] | 0.00076161
sGRADSPEC.sCrossTermCompensationXZ.aflTimeConstant[0] | 0.42717
sGRADSPEC.sCrossTermCompensationYX.aflAmplitude[0] | -0.0009794
sGRADSPEC.sCrossTermCompensationYX.aflTimeConstant[0] | 0.57696
sGRADSPEC.sCrossTermCompensationYZ.aflAmplitude[0] | -0.00085614
sGRADSPEC.sCrossTermCompensationYZ.aflTimeConstant[0] | 0.38324
sGRADSPEC.sCrossTermCompensationZX.aflAmplitude[0] | 0.00060283
sGRADSPEC.sCrossTermCompensationZX.aflTimeConstant[0] | 0.51333
sGRADSPEC.sCrossTermCompensationZY.aflAmplitude[0] | 0.00010113
sGRADSPEC.sCrossTermCompensationZY.aflTimeConstant[0] | 0.53788
sGRADSPEC.bCrossTermCompensationValid | 1
sGRADSPEC.lOffsetX | 2092
sGRADSPEC.lOffsetY | 7921
sGRADSPEC.lOffsetZ | 9081
sGRADSPEC.bOffsetValid | 1
sGRADSPEC.lDelayX | 12
sGRADSPEC.lDelayY | 13
sGRADSPEC.lDelayZ | 9
sGRADSPEC.bDelayValid | 1
sGRADSPEC.flSensitivityX | 7.8631e-05
sGRADSPEC.flSensitivityY | 7.8688e-05
sGRADSPEC.flSensitivityZ | 9.0752e-05
sGRADSPEC.bSensitivityValid | 1
sGRADSPEC.alShimCurrent[0] | -175
sGRADSPEC.alShimCurrent[1] | -23
sGRADSPEC.alShimCurrent[2] | -26
sGRADSPEC.alShimCurrent[3] | 116
sGRADSPEC.alShimCurrent[4] | 103
sGRADSPEC.bShimCurrentValid | 1
sGRADSPEC.ucMode | 0x2
sTXSPEC.asNucleusInfo[0].tNucleus | ""1H""
sTXSPEC.asNucleusInfo[0].lFrequency | 123217554
sTXSPEC.asNucleusInfo[0].bFrequencyValid | 1
sTXSPEC.asNucleusInfo[0].flReferenceAmplitude | 806.237
sTXSPEC.asNucleusInfo[0].bReferenceAmplitudeValid | 1
sTXSPEC.asNucleusInfo[0].flAmplitudeCorrection | 1
sTXSPEC.asNucleusInfo[0].bAmplitudeCorrectionValid | 1
sTXSPEC.asNucleusInfo[0].bRFPAIndexValid | 1
sTXSPEC.asNucleusInfo[1].bFrequencyValid | 1
sTXSPEC.asNucleusInfo[1].bReferenceAmplitudeValid | 1
sTXSPEC.asNucleusInfo[1].flAmplitudeCorrection | 1
sTXSPEC.asNucleusInfo[1].bAmplitudeCorrectionValid | 1
sTXSPEC.asNucleusInfo[1].lRFPAIndex | -1
sTXSPEC.asNucleusInfo[1].bRFPAIndexValid | 1
sTXSPEC.aRFPULSE[0].tName | ""SRFExcit""
sTXSPEC.aRFPULSE[0].bAmplitudeValid | 0x1
sTXSPEC.aRFPULSE[0].flAmplitude | 170.589
sTXSPEC.aRFPULSE[1].tName | ""PreScan""
sTXSPEC.aRFPULSE[1].bAmplitudeValid | 0x1
sTXSPEC.aRFPULSE[1].flAmplitude | 85.2945
sTXSPEC.aRFPULSE[2].tName | ""SLoopDBNSRF""
sTXSPEC.aRFPULSE[2].bAmplitudeValid | 0x1
sTXSPEC.aRFPULSE[2].flAmplitude | 556.185
sTXSPEC.aRFPULSE[3].tName | ""SLoopDBSRF""
sTXSPEC.aRFPULSE[3].bAmplitudeValid | 0x1
sTXSPEC.aRFPULSE[3].flAmplitude | 556.185
sTXSPEC.lNoOfTraPulses | 4
sTXSPEC.lBCExcitationMode | 1
sTXSPEC.lBCSeqExcitationMode | 4
sTXSPEC.flKDynMagnitudeMin | 0.5
sTXSPEC.flKDynMagnitudeMax | 1.5
sTXSPEC.flKDynMagnitudeClipLow | 1
sTXSPEC.flKDynMagnitudeClipHigh | 1
sTXSPEC.flKDynPhaseMax | 0.69813
sTXSPEC.flKDynPhaseClip | 0.17453
sTXSPEC.bKDynValid | 1
sTXSPEC.ucRFPulseType | 0x1
sTXSPEC.ucExcitMode | 0x1
sTXSPEC.ucSimultaneousExcitation | 0x1
sTXSPEC.ucBCExcitationModeValid | 0x1
sRXSPEC.lGain | 1
sRXSPEC.bGainValid | 1
sRXSPEC.alDwellTime[0] | 4000
sAdjData.uiAdjFreMode | 0x1
sAdjData.uiAdjShimMode | 0x1
sAdjData.uiAdjWatSupMode | 0x1
sAdjData.uiAdjRFMapMode | 0x1
sAdjData.uiAdjMDSMode | 0x1
sAdjData.uiAdjTableTolerance | 0x1
sAdjData.uiAdjProtID | 0x22
alTR[0] | 700000
alTI[0] | 300000
lContrasts | 1
alTE[0] | 1320
acFlowComp[0] | 1
lCombinedEchoes | 1
ucInPlaneRotAuto | 0x1
sSliceArray.asSlice[0].sPosition.dSag | -49.3947
sSliceArray.asSlice[0].sPosition.dCor | 21.3075
sSliceArray.asSlice[0].sPosition.dTra | -31.0315
sSliceArray.asSlice[0].sNormal.dTra | 1 | ORIENTATION OF SLICE
sSliceArray.asSlice[0].dThickness | 8
sSliceArray.asSlice[0].dPhaseFOV | 400
sSliceArray.asSlice[0].dReadoutFOV | 400
sSliceArray.asSlice[1].sPosition.dSag | -19.3947
sSliceArray.asSlice[1].sPosition.dCor | 21.3075
sSliceArray.asSlice[1].sPosition.dTra | 0.96852
sSliceArray.asSlice[1].sNormal.dSag | 1 | ORIENTATION OF SLICE
sSliceArray.asSlice[1].dThickness | 8
sSliceArray.asSlice[1].dPhaseFOV | 400
sSliceArray.asSlice[1].dReadoutFOV | 400
sSliceArray.asSlice[2].sPosition.dSag | -49.3947
sSliceArray.asSlice[2].sPosition.dCor | -32.6925
sSliceArray.asSlice[2].sPosition.dTra | 0.96852
sSliceArray.asSlice[2].sNormal.dCor | 1
sSliceArray.asSlice[2].dThickness | 8
sSliceArray.asSlice[2].dPhaseFOV | 400
sSliceArray.asSlice[2].dReadoutFOV | 400
sSliceArray.asSlice[3].sPosition.dSag | -49.3947
sSliceArray.asSlice[3].sPosition.dCor | 21.3075
sSliceArray.asSlice[3].sPosition.dTra | 0.96852
sSliceArray.asSlice[3].sNormal.dTra | 1
sSliceArray.asSlice[3].dThickness | 8
sSliceArray.asSlice[3].dPhaseFOV | 400
sSliceArray.asSlice[3].dReadoutFOV | 400
sSliceArray.asSlice[4].sPosition.dSag | -49.3947
sSliceArray.asSlice[4].sPosition.dCor | 21.3075
sSliceArray.asSlice[4].sPosition.dTra | 32.9685
sSliceArray.asSlice[4].sNormal.dTra | 1
sSliceArray.asSlice[4].dThickness | 8
sSliceArray.asSlice[4].dPhaseFOV | 400
sSliceArray.asSlice[4].dReadoutFOV | 400
sSliceArray.asSlice[5].sPosition.dSag | -49.3947
sSliceArray.asSlice[5].sPosition.dCor | -8.6925
sSliceArray.asSlice[5].sPosition.dTra | 0.96852
sSliceArray.asSlice[5].sNormal.dCor | 1
sSliceArray.asSlice[5].dThickness | 8
sSliceArray.asSlice[5].dPhaseFOV | 400
sSliceArray.asSlice[5].dReadoutFOV | 400
sSliceArray.asSlice[6].sPosition.dSag | -49.3947
sSliceArray.asSlice[6].sPosition.dCor | 15.3075
sSliceArray.asSlice[6].sPosition.dTra | 0.96852
sSliceArray.asSlice[6].sNormal.dCor | 1
sSliceArray.asSlice[6].dThickness | 8
sSliceArray.asSlice[6].dPhaseFOV | 400
sSliceArray.asSlice[6].dReadoutFOV | 400
sSliceArray.anAsc[0] | 1
sSliceArray.anAsc[1] | 2
sSliceArray.anAsc[2] | 5
sSliceArray.anAsc[3] | 6
sSliceArray.anAsc[5] | 3
sSliceArray.anAsc[6] | 4
sSliceArray.anPos[0] | 4
sSliceArray.anPos[2] | 1
sSliceArray.anPos[3] | 5
sSliceArray.anPos[4] | 6
sSliceArray.anPos[5] | 2
sSliceArray.anPos[6] | 3
sSliceArray.lSize | 7 | Total Number of Slices
sSliceArray.lSag | 1 | Number of Sagittal Images
sSliceArray.lCor | 3 | Number of Coronal Images
sSliceArray.lConc | 7
sSliceArray.ucMode | 0x1
sSliceArray.sTSat.dThickness | 50
sGroupArray.asGroup[0].nSize | 3
sGroupArray.asGroup[0].dDistFact | 3
sGroupArray.asGroup[1].nLow | 3
sGroupArray.asGroup[1].nSize | 1
sGroupArray.asGroup[1].dDistFact | 0.2
sGroupArray.asGroup[2].nLow | 4
sGroupArray.asGroup[2].nSize | 3
sGroupArray.asGroup[2].dDistFact | 2
sGroupArray.anMember[1] | 3
sGroupArray.anMember[2] | 4
sGroupArray.anMember[3] | 1
sGroupArray.anMember[4] | 2
sGroupArray.anMember[5] | 5
sGroupArray.anMember[6] | 6
sGroupArray.anMember[7] | -1
sGroupArray.lSize | 3 | ArraySize = Number of Slab Groups
sGroupArray.sPSat.dThickness | 50
sGroupArray.sPSat.dGap | 10
sAutoAlign.dAAMatrix[0] | 1 | Some AutoAlign thing
sAutoAlign.dAAMatrix[5] | 1
sAutoAlign.dAAMatrix[10] | 1
sAutoAlign.dAAMatrix[15] | 1
sNavigatorPara.lBreathHoldMeas | 1
sNavigatorPara.lRespComp | 4
sNavigatorPara.alFree[22] | 2
sNavigatorPara.adFree[13] | 150000
sBladePara.dBladeCoverage | 100
sBladePara.ucMotionCorr | 0x2
sPrepPulses.ucFatSat | 0x4
sPrepPulses.ucWaterSat | 0x4
sPrepPulses.ucInversion | 0x4
sPrepPulses.ucSatRecovery | 0x1
sPrepPulses.ucT2Prep | 0x1
sPrepPulses.ucTIScout | 0x1
sPrepPulses.ucDarkBlood | 0x1
sPrepPulses.ucFatSatMode | 0x2
sPrepPulses.dDarkBloodThickness | 200
sPrepPulses.dDarkBloodFlipAngle | 200
sPrepPulses.dT2PrepDuration | 40
sPrepPulses.dIRPulseThicknessFactor | 0.77
sLineTag.dDistance | 20
sGridTag.dDistance | 8
sKSpace.dPhaseResolution | 0.75
sKSpace.dSliceResolution | 1
sKSpace.dAngioDynCentralRegionA | 20
sKSpace.dAngioDynSamplingDensityB | 25
sKSpace.lBaseResolution | 192
sKSpace.lPhaseEncodingLines | 144
sKSpace.lPartitions | 16
sKSpace.lImagesPerSlab | 16
sKSpace.lRadialViews | 64
sKSpace.lRadialInterleavesPerImage | 1
sKSpace.lLinesPerShot | 1
sKSpace.unReordering | 0x1
sKSpace.dSeqPhasePartialFourierForSNR | 1
sKSpace.ucPhasePartialFourier | 0x10
sKSpace.ucSlicePartialFourier | 0x10
sKSpace.ucAveragingMode | 0x2
sKSpace.ucMultiSliceMode | 0x1
sKSpace.ucDimension | 0x2
sKSpace.ucAsymmetricEchoAllowed | 0x1
sKSpace.ucTrajectory | 0x1
sKSpace.ucViewSharing | 0x1
sKSpace.ucAsymmetricEchoMode | 0x1
sKSpace.ucPOCS | 0x1
sFastImaging.lEPIFactor | 1
sFastImaging.lTurboFactor | 1
sFastImaging.lSliceTurboFactor | 1
sFastImaging.lSegments | 144
sFastImaging.ulEnableRFSpoiling | 0x1
sFastImaging.ucPhaseEncRE | 0x1
sFastImaging.ucSegmentationMode | 0x2
sFastImaging.lShots | 1
sFastImaging.lEchoTrainDuration | 700
sPhysioImaging.lSignal1 | 2
sPhysioImaging.lMethod1 | 2
sPhysioImaging.lSignal2 | 1
sPhysioImaging.lMethod2 | 1
sPhysioImaging.lPhases | 1
sPhysioImaging.lRetroGatedImages | 20
sPhysioImaging.sPhysioECG.lScanWindow | 800
sPhysioImaging.sPhysioECG.lTriggerPulses | 2
sPhysioImaging.sPhysioECG.lTriggerWindow | 100
sPhysioImaging.sPhysioECG.lArrhythmiaDetection | 1
sPhysioImaging.sPhysioECG.lCardiacGateOnThreshold | 100000
sPhysioImaging.sPhysioECG.lCardiacGateOffThreshold | 700000
sPhysioImaging.sPhysioECG.lTriggerIntervals | 1
sPhysioImaging.sPhysioPulse.lTriggerPulses | 1
sPhysioImaging.sPhysioPulse.lTriggerWindow | 100
sPhysioImaging.sPhysioPulse.lArrhythmiaDetection | 1
sPhysioImaging.sPhysioPulse.lCardiacGateOnThreshold | 100000
sPhysioImaging.sPhysioPulse.lCardiacGateOffThreshold | 700000
sPhysioImaging.sPhysioPulse.lTriggerIntervals | 1
sPhysioImaging.sPhysioExt.lTriggerPulses | 1
sPhysioImaging.sPhysioExt.lTriggerWindow | 100
sPhysioImaging.sPhysioExt.lArrhythmiaDetection | 1
sPhysioImaging.sPhysioExt.lCardiacGateOnThreshold | 100000
sPhysioImaging.sPhysioExt.lCardiacGateOffThreshold | 700000
sPhysioImaging.sPhysioExt.lTriggerIntervals | 1
sPhysioImaging.sPhysioResp.lRespGateThreshold | 20
sPhysioImaging.sPhysioResp.lRespGatePhase | 2
sPhysioImaging.sPhysioResp.dGatingRatio | 0.3
sPhysioImaging.sPhysioNative.ucMode | 0x1
sPhysioImaging.sPhysioNative.ucFlowSenMode | 0x1
sSpecPara.lPhaseCyclingType | 1
sSpecPara.lPhaseEncodingType | 1
sSpecPara.lRFExcitationBandwidth | 1
sSpecPara.ucRemoveOversampling | 0x1
sSpecPara.lAutoRefScanNo | 1
sSpecPara.lDecouplingType | 1
sSpecPara.lNOEType | 1
sSpecPara.lExcitationType | 1
sSpecPara.lSpecAppl | 1
sSpecPara.lSpectralSuppression | 1
sDiffusion.ulMode | 0x1
sAngio.ucPCFlowMode | 0x2
sAngio.ucTOFInflow | 0x4
sAngio.lDynamicReconMode | 1
sAngio.lTemporalInterpolation | 1
sNormalizeFilter.lWidth_256 | 4
sNormalizeFilter.lCutOff | 20
sNormalizeFilter.ucOn | 0x1
sNormalizeFilter.ucMode | 0x2
sNormalizeFilter.ucAlgo | 0x1
sEllipticalFilter.ucOn | 0x1
sEllipticalFilter.ucMode | 0x1
sDistortionCorrFilter.ucMode | 0x2
sPat.lAccelFactPE | 1
sPat.lAccelFact3D | 1
sPat.ucPATMode | 0x1
sPat.ucRefScanMode | 0x1
sPat.ucTPatAverageAllFrames | 0x1
sMDS.ulMdsModeMask | 0x1
sMDS.ulMdsVariableResolution | 0x1
sMDS.lTableSpeedNumerator | 1
sMDS.lmdsLinesPerSegment | 15
sMDS.sMdsEndPosSBCS_mm.dTra | 600
sMDS.ulMdsReconMode | 0x1
sMDS.dMdsRangeExtension | 600
ucEnableIntro | 0x1
ucDisableChangeStoreImages | 0x1
ucAAMode | 0x1
ucAARegionMode | 1
ucAARefMode | 1
ucReconstructionMode | 0x1
ucOneSeriesForAllMeas | 0x1
ucPHAPSMode | 0x1
ucDixon | 0x1
ucDixonSaveOriginal | 0x1
ucWaitForPrepareCompletion | 0x1
lAverages | 1
dAveragesDouble | 1
adFlipAngleDegree[0] | 10
lScanTimeSec | 6
lTotalScanTimeSec | 26
dRefSNR | 486864.4956
dRefSNR_VOI | 486864.4956
tdefaultEVAProt | ""%SiemensEvaDefProt%\Inline\Inline.evp""
asCoilSelectMeas[0].tNucleus | ""1H""
asCoilSelectMeas[0].iUsedRFactor | 1
asCoilSelectMeas[0].asList[0].sCoilElementID.tCoilID | ""SpineMatrix""
asCoilSelectMeas[0].asList[0].sCoilElementID.lCoilCopy | 1
asCoilSelectMeas[0].asList[0].sCoilElementID.tElement | ""SP4""
asCoilSelectMeas[0].asList[0].lElementSelected | 1
asCoilSelectMeas[0].asList[0].lRxChannelConnected | 1
asCoilSelectMeas[0].asList[1].sCoilElementID.tCoilID | ""SpineMatrix""
asCoilSelectMeas[0].asList[1].sCoilElementID.lCoilCopy | 1
asCoilSelectMeas[0].asList[1].sCoilElementID.tElement | ""SP6""
asCoilSelectMeas[0].asList[1].lElementSelected | 1
asCoilSelectMeas[0].asList[1].lRxChannelConnected | 2
asCoilSelectMeas[0].asList[2].sCoilElementID.tCoilID | ""SpineMatrix""
asCoilSelectMeas[0].asList[2].sCoilElementID.lCoilCopy | 1
asCoilSelectMeas[0].asList[2].sCoilElementID.tElement | ""SP3""
asCoilSelectMeas[0].asList[2].lElementSelected | 1
asCoilSelectMeas[0].asList[2].lRxChannelConnected | 3
asCoilSelectMeas[0].asList[3].sCoilElementID.tCoilID | ""SpineMatrix""
asCoilSelectMeas[0].asList[3].sCoilElementID.lCoilCopy | 1
asCoilSelectMeas[0].asList[3].sCoilElementID.tElement | ""SP5""
asCoilSelectMeas[0].asList[3].lElementSelected | 1
asCoilSelectMeas[0].asList[3].lRxChannelConnected | 4
asCoilSelectMeas[0].sCOILPLUGS.aulPlugId[0] | 0xff
asCoilSelectMeas[0].sCOILPLUGS.aulPlugId[1] | 0xee
asCoilSelectMeas[0].sCOILPLUGS.aulPlugId[2] | 0xee
asCoilSelectMeas[0].sCOILPLUGS.aulPlugId[3] | 0xee
asCoilSelectMeas[0].sCOILPLUGS.aulPlugId[4] | 0x57
asCoilSelectMeas[0].sCOILPLUGS.aulPlugId[5] | 0xee
asCoilSelectMeas[0].sCOILPLUGS.aulPlugId[6] | 0xee
asCoilSelectMeas[0].sCOILPLUGS.aulPlugId[7] | 0xb1
asCoilSelectMeas[0].sCOILPLUGS.aulPlugId[8] | 0xee
asCoilSelectMeas[0].sCOILPLUGS.aulPlugId[9] | 0xb2
asCoilSelectMeas[0].sCOILPLUGS.aulPlugId[10] | 0xee
asCoilSelectMeas[0].sCOILPLUGS.auiNmbrOfNibbles[0] | 0x2
asCoilSelectMeas[0].sCOILPLUGS.auiNmbrOfNibbles[1] | 0x2
asCoilSelectMeas[0].sCOILPLUGS.auiNmbrOfNibbles[2] | 0x2
asCoilSelectMeas[0].sCOILPLUGS.auiNmbrOfNibbles[3] | 0x2
asCoilSelectMeas[0].sCOILPLUGS.auiNmbrOfNibbles[4] | 0x2
asCoilSelectMeas[0].sCOILPLUGS.auiNmbrOfNibbles[5] | 0x2
asCoilSelectMeas[0].sCOILPLUGS.auiNmbrOfNibbles[6] | 0x2
asCoilSelectMeas[0].sCOILPLUGS.auiNmbrOfNibbles[7] | 0x2
asCoilSelectMeas[0].sCOILPLUGS.auiNmbrOfNibbles[8] | 0x2
asCoilSelectMeas[0].sCOILPLUGS.auiNmbrOfNibbles[9] | 0x2
asCoilSelectMeas[0].sCOILPLUGS.auiNmbrOfNibbles[10] | 0x2
asCoilSelectMeas[0].aFFT_SCALE[0].flFactor | 0.41232
asCoilSelectMeas[0].aFFT_SCALE[0].bValid | 1
asCoilSelectMeas[0].aFFT_SCALE[0].lRxChannel | 1
asCoilSelectMeas[0].aFFT_SCALE[1].flFactor | 0.41162
asCoilSelectMeas[0].aFFT_SCALE[1].bValid | 1
asCoilSelectMeas[0].aFFT_SCALE[1].lRxChannel | 2
asCoilSelectMeas[0].aFFT_SCALE[2].flFactor | 0.39119
asCoilSelectMeas[0].aFFT_SCALE[2].bValid | 1
asCoilSelectMeas[0].aFFT_SCALE[2].lRxChannel | 3
asCoilSelectMeas[0].aFFT_SCALE[3].flFactor | 0.3772
asCoilSelectMeas[0].aFFT_SCALE[3].bValid | 1
asCoilSelectMeas[0].aFFT_SCALE[3].lRxChannel | 4
sCoilSelectUI.tNucleus | ""1H""
sCoilSelectUI.iGlobalRFactor | 2
sCoilSelectUI.iUsedRFactor | 2
sCoilSelectUI.asList[0].sCoilElementID.tCoilID | ""SpineMatrix""
sCoilSelectUI.asList[0].sCoilElementID.lCoilCopy | 1
sCoilSelectUI.asList[0].sCoilElementID.tElement | ""SP2""
sCoilSelectUI.asList[0].lElementSelected | 1
sCoilSelectUI.asList[0].lRxChannelConnected | 1
sCoilSelectUI.asList[1].sCoilElementID.tCoilID | ""SpineMatrix""
sCoilSelectUI.asList[1].sCoilElementID.lCoilCopy | 1
sCoilSelectUI.asList[1].sCoilElementID.tElement | ""S2S""
sCoilSelectUI.asList[1].lElementSelected | 1
sCoilSelectUI.asList[1].lRxChannelConnected | 2
sCoilSelectUI.asList[2].sCoilElementID.tCoilID | ""SpineMatrix""
sCoilSelectUI.asList[2].sCoilElementID.lCoilCopy | 1
sCoilSelectUI.asList[2].sCoilElementID.tElement | ""SP1""
sCoilSelectUI.asList[2].lElementSelected | 1
sCoilSelectUI.asList[2].lRxChannelConnected | 3
sCoilSelectUI.asList[3].sCoilElementID.tCoilID | ""SpineMatrix""
sCoilSelectUI.asList[3].sCoilElementID.lCoilCopy | 1
sCoilSelectUI.asList[3].sCoilElementID.tElement | ""S1S""
sCoilSelectUI.asList[3].lElementSelected | 1
sCoilSelectUI.asList[3].lRxChannelConnected | 4
sCoilSelectUI.sCOILPLUGS.aulPlugId[0] | 0xff
sCoilSelectUI.sCOILPLUGS.aulPlugId[1] | 0xee
sCoilSelectUI.sCOILPLUGS.aulPlugId[2] | 0xee
sCoilSelectUI.sCOILPLUGS.aulPlugId[3] | 0xee
sCoilSelectUI.sCOILPLUGS.aulPlugId[4] | 0xee
sCoilSelectUI.sCOILPLUGS.aulPlugId[5] | 0xee
sCoilSelectUI.sCOILPLUGS.aulPlugId[6] | 0xee
sCoilSelectUI.sCOILPLUGS.aulPlugId[7] | 0xb1
sCoilSelectUI.sCOILPLUGS.aulPlugId[8] | 0xee
sCoilSelectUI.sCOILPLUGS.aulPlugId[9] | 0xb2
sCoilSelectUI.sCOILPLUGS.aulPlugId[10] | 0xee
sCoilSelectUI.sCOILPLUGS.auiNmbrOfNibbles[0] | 0x2
sCoilSelectUI.sCOILPLUGS.auiNmbrOfNibbles[1] | 0x2
sCoilSelectUI.sCOILPLUGS.auiNmbrOfNibbles[2] | 0x2
sCoilSelectUI.sCOILPLUGS.auiNmbrOfNibbles[3] | 0x2
sCoilSelectUI.sCOILPLUGS.auiNmbrOfNibbles[4] | 0x2
sCoilSelectUI.sCOILPLUGS.auiNmbrOfNibbles[5] | 0x2
sCoilSelectUI.sCOILPLUGS.auiNmbrOfNibbles[6] | 0x2
sCoilSelectUI.sCOILPLUGS.auiNmbrOfNibbles[7] | 0x2
sCoilSelectUI.sCOILPLUGS.auiNmbrOfNibbles[8] | 0x2
sCoilSelectUI.sCOILPLUGS.auiNmbrOfNibbles[9] | 0x2
sCoilSelectUI.sCOILPLUGS.auiNmbrOfNibbles[10] | 0x2
sEFISPEC.bEFIDataValid | 1
ucCineMode | 0x1
ucSequenceType | 0x1
ucCoilCombineMode | 0x2
ucFlipAngleMode | 0x1
lTOM | 2
lProtID | -222
ucReadOutMode | 0x1
ucBold3dPace | 0x1
ucForcePositioningOnNDIS | 0x1
lBreathholds | 7
sParametricMapping.ucParametricMap | 0x1
sIR.alFree[15] | 1
sAsl.ulMode | 0x1
WaitForUserStart | 0x1
ucAutoAlignInit | 0x1
### ASCCONV END ###"